## InstCapacitors
SectionId | UniqueDeviceId | ConnectedPhases | ConnectionType | MeteringPhase | PrimaryControlMode | CapacitorIsOn | ManualOperation | FixedKvarPhase1 | FixedKvarPhase2 | FixedKvarPhase3 | Module1On | Module1Activated | Module1KvarPerPhase | Module1CapSwitchCloseValue | Module1CapSwitchTripValue | Module2On | Module2Activated | Module2KvarPerPhase | Module2CapSwitchCloseValue | Module2CapSwitchTripValue | Module3On | Module3Activated | Module3KvarPerPhase | Module3CapSwitchCloseValue | Module3CapSwitchTripValue | CapacitorRDial | CapacitorXDial | CapacitorPTRatio | CapacitorCTRating | CapVoltageOverrideActive | CapVoltageOverrideSetting | CapVoltageOverrideBandwidth | LocationLink | TimeCtrlOffOnWeekEnds | RatedKv | EnergizeYear | RetireYear | Note_ | AMSLink
090992_090993 | 909-13CW | XYZ | YG | Z | VOLTS | 1 | 0 | 0 | 0 | 0 | 1 | 1 | 400 | 119 | 123 | 0 | 0 | 0 | 0 | 0 | 0 | 0 | 0 | 0 | 0 | 0 | 0 | 57.75 | 100 | 1 | 121 | 4 | * | 0 | 12 | 0 | 100

## InstFeeders
FeederId | SubstationId | DefaultSelect | ConnectionType | NominalKvll | BusVoltageLevel | PosSequenceResistance | PosSequenceReactance | ZeroSequenceResistance | ZeroSequenceReactance | LineToGroundFaultResistance | FeederMultiplier | Phase1KvaDemand | Phase2KvaDemand | Phase3KvaDemand | Phase1PercentPF | Phase2PercentPF | Phase3PercentPF | FeederRGBColor | UseByPhVoltLevel | ByPhVoltLevelPh1 | ByPhVoltDegPh1 | ByPhVoltLevelPh2 | ByPhVoltDegPh2 | ByPhVoltLevelPh3 | ByPhVoltDegPh3 | SustFailuresPrYear | TempFailuresPrYear | SustFailRepairTime_Hr | AvgCrewOperResetTime_Hr | LockedBy | AmpRating | Note_ | LocationLink | UseGrowthCurve | GrowthCurveId | EmerAmpRating | LastSavedDate | LastSavedBy | BuiltDate
0909 | VALLEY CENTER | 1 | YG | 12 | 123 | 0.0668 | 0.9495 | 0.0281 | 0.7831 | 0 | 1 | 0 | 0 | 0 | 0 | 0 | 0 | 0,255,255 | 0 | 123 | 0 | 123 | -120 | 123 | 120 | 0 | 0 | 0 | 0 |  | 0 | Extract Date: 10/29/10 NM | * | 0 |  | 0 | 0 |  | 2010-11-08 14:16

## InstFuses
SectionId | UniqueDeviceId | NearFromNode | Manufacturer | Model | AmpRating | VoltRating | TccRGBColor | HatchPatternNumber | CutoffAmps | ConnectedPhases | TimeMultiplier | AmpMultiplier | TimeAdder | AmpAdder | LocationLink | FuseIsOpen | SustFailuresPrYear | TempFailuresPrYear | SustFailRepairTime_Hr | SustFailRepairCost_MU | AvgCrewOperResetTime_Hr | BlockFromAnalysis | EnergizeYear | RetireYear | Note_ | FuseSavingScheme | AMSLink | LastFeederId | LastFeederTieId
FU 0909100_0909100C | Fuse 0909100_0909100C | 0 | S&C | SM-4 Standard | 200 | - | 255,0,0 | 5 | 3000 | XYZ | 1 | 1 | 0 | 0 | * | 0 | 0 | 0 | 0 | 0 | 1 | 0 | 0 | 100 |  | 0 |  | 0909 | 0909
FU 0909100_0909100D | Fuse 0909100_0909100D | 0 | S&C | SM-4 Standard | 200 | - | 255,0,0 | 5 | 3000 | XYZ | 1 | 1 | 0 | 0 | * | 0 | 0 | 0 | 0 | 0 | 1 | 0 | 0 | 100 |  | 0 |  | 0909 | 0909
FU 09092103_09092103A | Fuse 09092103_09092103A | 0 | Kearney | QA | 75 | - | 255,0,0 | 5 | 3000 | XYZ | 1 | 1 | 0 | 0 | * | 0 | 0 | 0 | 0 | 0 | 1 | 0 | 0 | 100 |  | 0 |  | 0909 | 0909
FU 09092120_09092120A | Fuse 09092120_09092120A | 0 | Kearney | QA | 15 | - | 255,0,0 | 5 | 3000 | X Z | 1 | 1 | 0 | 0 | * | 0 | 0 | 0 | 0 | 0 | 1 | 0 | 0 | 100 |  | 0 |  | 0909 | 0909
FU 09092157_09092157A | Fuse 09092157_09092157A | 0 | Kearney | QA | 15 | - | 255,0,0 | 5 | 3000 | XY | 1 | 1 | 0 | 0 | * | 0 | 0 | 0 | 0 | 0 | 1 | 0 | 0 | 100 |  | 0 |  | 0909 | 0909
FU 090922_090922A | Fuse 090922_090922A | 0 | Kearney | QA | 30 | - | 255,0,0 | 5 | 3000 | XYZ | 1 | 1 | 0 | 0 | * | 0 | 0 | 0 | 0 | 0 | 1 | 0 | 0 | 100 |  | 0 |  | 0909 | 0909
FU 09093702_09093702A | Fuse 09093702_09093702A | 0 | Kearney | QA | 60 | - | 255,0,0 | 5 | 3000 | XYZ | 1 | 1 | 0 | 0 | * | 0 | 0 | 0 | 0 | 0 | 1 | 0 | 0 | 100 |  | 0 |  | 0909 | 0909
FU 09093730_09093730A | Fuse 09093730_09093730A | 0 | Kearney | QA | 15 | - | 255,0,0 | 5 | 3000 | XY | 1 | 1 | 0 | 0 | * | 0 | 0 | 0 | 0 | 0 | 1 | 0 | 0 | 100 |  | 0 |  | 0909 | 0909
FU 09093903_09093903A | Fuse 09093903_09093903A | 0 | Kearney | QA | 60 | - | 255,0,0 | 5 | 3000 | XYZ | 1 | 1 | 0 | 0 | * | 0 | 0 | 0 | 0 | 0 | 1 | 0 | 0 | 100 |  | 0 |  | 0909 | 0909
FU 090949_090949A | Fuse 090949_090949A | 0 | Kearney | QA | 60 | - | 255,0,0 | 5 | 3000 | Z | 1 | 1 | 0 | 0 | * | 0 | 0 | 0 | 0 | 0 | 1 | 0 | 0 | 100 |  | 0 |  | 0909 | 0909
FU 09095001_09095001A | Fuse 09095001_09095001A | 0 | Kearney | QA | 30 | - | 255,0,0 | 5 | 3000 | XYZ | 1 | 1 | 0 | 0 | * | 0 | 0 | 0 | 0 | 0 | 1 | 0 | 0 | 100 |  | 0 |  | 0909 | 0909
FU 09095102_09095102A | Fuse 09095102_09095102A | 0 | Kearney | QA | 15 | - | 255,0,0 | 5 | 3000 | XYZ | 1 | 1 | 0 | 0 | * | 0 | 0 | 0 | 0 | 0 | 1 | 0 | 0 | 100 |  | 0 |  | 0909 | 0909
FU 09095402_09095402A | Fuse 09095402_09095402A | 0 | Kearney | QA | 125 | - | 255,0,0 | 5 | 3000 | XYZ | 1 | 1 | 0 | 0 | * | 0 | 0 | 0 | 0 | 0 | 1 | 0 | 0 | 100 |  | 0 |  | 0909 | 0909
FU 09095414_09095414A | Fuse 09095414_09095414A | 0 | Kearney | QA | 10 | - | 255,0,0 | 5 | 3000 | XY | 1 | 1 | 0 | 0 | * | 0 | 0 | 0 | 0 | 0 | 1 | 0 | 0 | 100 |  | 0 |  | 0909 | 0909
FU 09095428_09095428A | Fuse 09095428_09095428A | 0 | Kearney | QA | 15 | - | 255,0,0 | 5 | 3000 | YZ | 1 | 1 | 0 | 0 | * | 0 | 0 | 0 | 0 | 0 | 1 | 0 | 0 | 100 |  | 0 |  | 0909 | 0909
FU 09095465_09095465A | Fuse 09095465_09095465A | 0 | Generic | EX | 25 | - | 255,0,0 | 5 | 3000 | XY | 1 | 1 | 0 | 0 | * | 0 | 0 | 0 | 0 | 0 | 1 | 0 | 0 | 100 |  | 0 |  | 0909 | 0909
FU 09095473_09095473A | Fuse 09095473_09095473A | 0 | Generic | CP CL | 30 | - | 255,0,0 | 5 | 3000 | YZ | 1 | 1 | 0 | 0 | * | 0 | 0 | 0 | 0 | 0 | 1 | 0 | 0 | 100 |  | 0 |  | 0909 | 0909
FU 09095490_09095490A | Fuse 09095490_09095490A | 0 | Kearney | QA | 15 | - | 255,0,0 | 5 | 3000 | X Z | 1 | 1 | 0 | 0 | * | 0 | 0 | 0 | 0 | 0 | 1 | 0 | 0 | 100 |  | 0 |  | 0909 | 0909
FU 09096504_09096504A | Fuse 09096504_09096504A | 0 | Kearney | QA | 15 | - | 255,0,0 | 5 | 3000 | XY | 1 | 1 | 0 | 0 | * | 0 | 0 | 0 | 0 | 0 | 1 | 0 | 0 | 100 |  | 0 |  | 0909 | 0909
FU 090971_090971A | Fuse 090971_090971A | 0 | Kearney | QA | 15 | - | 255,0,0 | 5 | 3000 | XYZ | 1 | 1 | 0 | 0 | * | 0 | 0 | 0 | 0 | 0 | 1 | 0 | 0 | 100 |  | 0 |  | 0909 | 0909
FU 09097301_09097301A | Fuse 09097301_09097301A | 0 | Generic | EX | 50 | - | 255,0,0 | 5 | 3000 | XYZ | 1 | 1 | 0 | 0 | * | 0 | 0 | 0 | 0 | 0 | 1 | 0 | 0 | 100 |  | 0 |  | 0909 | 0909
FU 09097407_09097407A | Fuse 09097407_09097407A | 0 | Generic | EX | 125 | - | 255,0,0 | 5 | 3000 | YZ | 1 | 1 | 0 | 0 | * | 0 | 0 | 0 | 0 | 0 | 1 | 0 | 0 | 100 |  | 0 |  | 0909 | 0909
FU 09097430_09097430A | Fuse 09097430_09097430A | 0 | Generic | CP CL | 30 | - | 255,0,0 | 5 | 3000 | YZ | 1 | 1 | 0 | 0 | * | 0 | 0 | 0 | 0 | 0 | 1 | 0 | 0 | 100 |  | 0 |  | 0909 | 0909
FU 090979_090979A | Fuse 090979_090979A | 0 | Kearney | A | 30 | - | 255,0,0 | 5 | 3000 | X | 1 | 1 | 0 | 0 | * | 0 | 0 | 0 | 0 | 0 | 1 | 0 | 0 | 100 |  | 0 |  | 0909 | 0909
FU 090980_090980A | Fuse 090980_090980A | 0 | Generic | CP CL | 30 | - | 255,0,0 | 5 | 3000 | X | 1 | 1 | 0 | 0 | * | 0 | 0 | 0 | 0 | 0 | 1 | 0 | 0 | 100 |  | 0 |  | 0909 | 0909
FU 090981_090981A | Fuse 090981_090981A | 0 | Generic | CP CL | 30 | - | 255,0,0 | 5 | 3000 | Z | 1 | 1 | 0 | 0 | * | 0 | 0 | 0 | 0 | 0 | 1 | 0 | 0 | 100 |  | 0 |  | 0909 | 0909
FU 090982_090982A | Fuse 090982_090982A | 0 | Generic | CP CL | 30 | - | 255,0,0 | 5 | 3000 | Z | 1 | 1 | 0 | 0 | * | 0 | 0 | 0 | 0 | 0 | 1 | 0 | 0 | 100 |  | 0 |  | 0909 | 0909
FU 09098601_09098601A | Fuse 09098601_09098601A | 0 | Kearney | B | 80 | - | 255,0,0 | 5 | 3000 | XYZ | 1 | 1 | 0 | 0 | * | 0 | 0 | 0 | 0 | 0 | 1 | 0 | 0 | 100 |  | 0 |  | 0909 | 0909
FU 09099401_09099401A | Fuse 09099401_09099401A | 0 | Generic | EX | 60 | - | 255,0,0 | 5 | 3000 | XYZ | 1 | 1 | 0 | 0 | * | 0 | 0 | 0 | 0 | 0 | 1 | 0 | 0 | 100 |  | 0 |  | 0909 | 0909
FU 09099705_09099705A | Fuse 09099705_09099705A | 0 | Generic | EX | 125 | - | 255,0,0 | 5 | 3000 | XYZ | 1 | 1 | 0 | 0 | * | 0 | 0 | 0 | 0 | 0 | 1 | 0 | 0 | 100 |  | 0 |  | 0909 | 0909

## InstLargeCust
SectionId | UniqueDeviceId | CustomerIsOn | LoadStatus | LoadPct | LoadCustClass | LoadPctConstZ | LoadPctConstI | LoadPhase1Kw | LoadPhase2Kw | LoadPhase3Kw | LoadPhase1Kvar | LoadPhase2Kvar | LoadPhase3Kvar | GenStatus | GenPct | GenCustClass | GenTotalKw | GenTotalKvar | EnergizeYear | RetireYear | LoadConnectionPhaseGnd | Category | Location | LocationLink | Note_ | AMSLink | Phase1Customers | Phase2Customers | Phase3Customers | Phase1kva | Phase2kva | Phase3kva | LdHarmCurveId
09099478_09099478B | PM 909-7M CITY OF ESCONDIDO | 1 | P | 100 | Unknown | 0 | 30 | 11.7 | 11.7 | 11.7 | 7.2 | 7.2 | 7.2 | O | 100 | Unknown | 0 | 0 | 0 | 100 | 1 | L | T |  | RINCON POWER PLANT |  | 0 | 0 | 0 | 0 | 0 | 0 | Unknown

## InstMeterPoints
SectionId | Phase1Value | Phase2Value | Phase3Value | Phase1Value2 | Phase2Value2 | Phase3Value2 | CalibSAIFI | CalibSAIDI_Hr | CalibMAIFI | ContinuousCurrentRating | EmergencyCurrentRating | MeterIsOpen | UseDemandAsLoad | Description | Enabled | EnableReliCalibration | NearFromNode | Type | OverriddenUpstream | EnergizeYear | RetireYear | Note_ | UseGrowthCurve | GrowthCurveId | UseDefDistCustZone | DefDistCustZone | UseDefSpotCustZone | DefSpotCustZone | IsColorBy | RGBColor | LocationLink | AMSLink
0909_09091 | 144 | 144 | 144 | 100 | 100 | 100 | 1 | 4 | 3 | 0 | 0 | 0 | 1 | 0909 | 1 | 0 | 1 | I | 1 | 0 | 100 | Extract Date: 10/29/10 NM | 0 |  | 0 | Unknown | 0 | Unknown | 0 | 125,125,0 | *
RC 09096_09096A | 0 | 0 | 0 | 95 | 95 | 95 | 2 | 4 | 5 | 0 | 0 | 0 | 1 | RTU_1492_SW_909-17R | 0 | 0 | 0 | I | 1 | 0 | 100 |  | 0 |  | 0 | Unknown | 0 | Unknown | 0 | 119,136,153 | *
SW 0909100_021637 | 0 | 0 | 0 | 95 | 95 | 95 | 2 | 4 | 5 | 0 | 0 | 0 | 1 | RTU_898_SW_216-T3-909 | 0 | 0 | 0 | I | 1 | 0 | 100 |  | 0 |  | 0 |  | 0 |  | 0 | 176,196,222 | *
SW 0909100B_0909100 | 0 | 0 | 0 | 95 | 95 | 95 | 2 | 4 | 5 | 0 | 0 | 0 | 1 | RTU_898_SW_909-14 | 0 | 0 | 0 | I | 1 | 0 | 100 |  | 0 |  | 0 | Unknown | 0 | Unknown | 0 | 255,255,224 | *
SW 090956A_103055AN | 0 | 0 | 0 | 95 | 95 | 95 | 1 | 4 | 3 | 0 | 0 | 0 | 1 | RTU_503_SW_909-T3-1030 | 1 | 0 | 1 | I | 0 | 0 | 100 |  | 0 |  | 0 | Unknown | 0 | Unknown | 0 | 125,125,0 | *

## InstMymMeter
SectionId | Phase1Value | Phase2Value | Phase3Value | Phase1Value2 | Phase2Value2 | Phase3Value2 | CalibSAIFI | CalibSAIDI_Hr | CalibMAIFI | ContinuousCurrentRating | EmergencyCurrentRating | MeterIsOpen | UseDemandAsLoad | YearNumber
0909_09091 | 144 | 144 | 144 | 100 | 100 | 100 | 1 | 4 | 3 | 0 | 0 | 0 | 0 | 0
0909_09091 | 0 | 0 | 0 | 95 | 95 | 95 | 1 | 4 | 3 | 0 | 0 | 0 | 0 | 1
0909_09091 | 0 | 0 | 0 | 95 | 95 | 95 | 1 | 4 | 3 | 0 | 0 | 0 | 0 | 2
0909_09091 | 0 | 0 | 0 | 95 | 95 | 95 | 1 | 4 | 3 | 0 | 0 | 0 | 0 | 3
0909_09091 | 0 | 0 | 0 | 95 | 95 | 95 | 1 | 4 | 3 | 0 | 0 | 0 | 0 | 4
0909_09091 | 0 | 0 | 0 | 95 | 95 | 95 | 1 | 4 | 3 | 0 | 0 | 0 | 0 | 5
0909_09091 | 0 | 0 | 0 | 95 | 95 | 95 | 1 | 4 | 3 | 0 | 0 | 0 | 0 | 6
0909_09091 | 0 | 0 | 0 | 95 | 95 | 95 | 1 | 4 | 3 | 0 | 0 | 0 | 0 | 7
0909_09091 | 0 | 0 | 0 | 95 | 95 | 95 | 1 | 4 | 3 | 0 | 0 | 0 | 0 | 8
0909_09091 | 0 | 0 | 0 | 95 | 95 | 95 | 1 | 4 | 3 | 0 | 0 | 0 | 0 | 9
0909_09091 | 0 | 0 | 0 | 95 | 95 | 95 | 1 | 4 | 3 | 0 | 0 | 0 | 0 | 10
RC 09096_09096A | 0 | 0 | 0 | 95 | 95 | 95 | 2 | 4 | 5 | 0 | 0 | 0 | 0 | 0
RC 09096_09096A | 0 | 0 | 0 | 95 | 95 | 95 | 2 | 4 | 5 | 0 | 0 | 0 | 0 | 1
RC 09096_09096A | 0 | 0 | 0 | 95 | 95 | 95 | 2 | 4 | 5 | 0 | 0 | 0 | 0 | 2
RC 09096_09096A | 0 | 0 | 0 | 95 | 95 | 95 | 2 | 4 | 5 | 0 | 0 | 0 | 0 | 3
RC 09096_09096A | 0 | 0 | 0 | 95 | 95 | 95 | 2 | 4 | 5 | 0 | 0 | 0 | 0 | 4
RC 09096_09096A | 0 | 0 | 0 | 95 | 95 | 95 | 2 | 4 | 5 | 0 | 0 | 0 | 0 | 5
RC 09096_09096A | 0 | 0 | 0 | 95 | 95 | 95 | 2 | 4 | 5 | 0 | 0 | 0 | 0 | 6
RC 09096_09096A | 0 | 0 | 0 | 95 | 95 | 95 | 2 | 4 | 5 | 0 | 0 | 0 | 0 | 7
RC 09096_09096A | 0 | 0 | 0 | 95 | 95 | 95 | 2 | 4 | 5 | 0 | 0 | 0 | 0 | 8
RC 09096_09096A | 0 | 0 | 0 | 95 | 95 | 95 | 2 | 4 | 5 | 0 | 0 | 0 | 0 | 9
RC 09096_09096A | 0 | 0 | 0 | 95 | 95 | 95 | 2 | 4 | 5 | 0 | 0 | 0 | 0 | 10
SW 0909100_021637 | 0 | 0 | 0 | 95 | 95 | 95 | 2 | 4 | 5 | 0 | 0 | 0 | 0 | 0
SW 0909100_021637 | 0 | 0 | 0 | 95 | 95 | 95 | 2 | 4 | 5 | 0 | 0 | 0 | 0 | 1
SW 0909100_021637 | 0 | 0 | 0 | 95 | 95 | 95 | 2 | 4 | 5 | 0 | 0 | 0 | 0 | 2
SW 0909100_021637 | 0 | 0 | 0 | 95 | 95 | 95 | 2 | 4 | 5 | 0 | 0 | 0 | 0 | 3
SW 0909100_021637 | 0 | 0 | 0 | 95 | 95 | 95 | 2 | 4 | 5 | 0 | 0 | 0 | 0 | 4
SW 0909100_021637 | 0 | 0 | 0 | 95 | 95 | 95 | 2 | 4 | 5 | 0 | 0 | 0 | 0 | 5
SW 0909100_021637 | 0 | 0 | 0 | 95 | 95 | 95 | 2 | 4 | 5 | 0 | 0 | 0 | 0 | 6
SW 0909100_021637 | 0 | 0 | 0 | 95 | 95 | 95 | 2 | 4 | 5 | 0 | 0 | 0 | 0 | 7
SW 0909100_021637 | 0 | 0 | 0 | 95 | 95 | 95 | 2 | 4 | 5 | 0 | 0 | 0 | 0 | 8
SW 0909100_021637 | 0 | 0 | 0 | 95 | 95 | 95 | 2 | 4 | 5 | 0 | 0 | 0 | 0 | 9
SW 0909100_021637 | 0 | 0 | 0 | 95 | 95 | 95 | 2 | 4 | 5 | 0 | 0 | 0 | 0 | 10
SW 0909100B_0909100 | 0 | 0 | 0 | 95 | 95 | 95 | 2 | 4 | 5 | 0 | 0 | 0 | 0 | 0
SW 0909100B_0909100 | 0 | 0 | 0 | 95 | 95 | 95 | 2 | 4 | 5 | 0 | 0 | 0 | 0 | 1
SW 0909100B_0909100 | 0 | 0 | 0 | 95 | 95 | 95 | 2 | 4 | 5 | 0 | 0 | 0 | 0 | 2
SW 0909100B_0909100 | 0 | 0 | 0 | 95 | 95 | 95 | 2 | 4 | 5 | 0 | 0 | 0 | 0 | 3
SW 0909100B_0909100 | 0 | 0 | 0 | 95 | 95 | 95 | 2 | 4 | 5 | 0 | 0 | 0 | 0 | 4
SW 0909100B_0909100 | 0 | 0 | 0 | 95 | 95 | 95 | 2 | 4 | 5 | 0 | 0 | 0 | 0 | 5
SW 0909100B_0909100 | 0 | 0 | 0 | 95 | 95 | 95 | 2 | 4 | 5 | 0 | 0 | 0 | 0 | 6
SW 0909100B_0909100 | 0 | 0 | 0 | 95 | 95 | 95 | 2 | 4 | 5 | 0 | 0 | 0 | 0 | 7
SW 0909100B_0909100 | 0 | 0 | 0 | 95 | 95 | 95 | 2 | 4 | 5 | 0 | 0 | 0 | 0 | 8
SW 0909100B_0909100 | 0 | 0 | 0 | 95 | 95 | 95 | 2 | 4 | 5 | 0 | 0 | 0 | 0 | 9
SW 0909100B_0909100 | 0 | 0 | 0 | 95 | 95 | 95 | 2 | 4 | 5 | 0 | 0 | 0 | 0 | 10
SW 090956A_103055AN | 0 | 0 | 0 | 95 | 95 | 95 | 1 | 4 | 3 | 0 | 0 | 0 | 0 | 0
SW 090956A_103055AN | 0 | 0 | 0 | 95 | 95 | 95 | 1 | 4 | 3 | 0 | 0 | 0 | 0 | 1
SW 090956A_103055AN | 0 | 0 | 0 | 95 | 95 | 95 | 1 | 4 | 3 | 0 | 0 | 0 | 0 | 2
SW 090956A_103055AN | 0 | 0 | 0 | 95 | 95 | 95 | 1 | 4 | 3 | 0 | 0 | 0 | 0 | 3
SW 090956A_103055AN | 0 | 0 | 0 | 95 | 95 | 95 | 1 | 4 | 3 | 0 | 0 | 0 | 0 | 4
SW 090956A_103055AN | 0 | 0 | 0 | 95 | 95 | 95 | 1 | 4 | 3 | 0 | 0 | 0 | 0 | 5
SW 090956A_103055AN | 0 | 0 | 0 | 95 | 95 | 95 | 1 | 4 | 3 | 0 | 0 | 0 | 0 | 6
SW 090956A_103055AN | 0 | 0 | 0 | 95 | 95 | 95 | 1 | 4 | 3 | 0 | 0 | 0 | 0 | 7
SW 090956A_103055AN | 0 | 0 | 0 | 95 | 95 | 95 | 1 | 4 | 3 | 0 | 0 | 0 | 0 | 8
SW 090956A_103055AN | 0 | 0 | 0 | 95 | 95 | 95 | 1 | 4 | 3 | 0 | 0 | 0 | 0 | 9
SW 090956A_103055AN | 0 | 0 | 0 | 95 | 95 | 95 | 1 | 4 | 3 | 0 | 0 | 0 | 0 | 10

## InstReclosers
SectionId | UniqueDeviceId | Manufacturer | Model | NearFromNode | FastPhaseCurve | SlowPhaseCurve | FastGroundCurve | SlowGroundCurve | AmpRating | MechResponseId | PhasePickupAmps | GroundPickupAmps | PhaseCutoffAmps | GroundCutoffAmps | FastPhaseCount | SlowPhaseCount | FastGroundCount | SlowGroundCount | TccRGBColorPhase | TccRGBColorGround | SourceSideFusePhaseKFactor | LoadSideFusePhaseKFactor | SourceSideFuseGroundKFactor | LoadSideFuseGroundKFactor | FastPhaseTimeAddSec | FastPhaseTimeMultiplier | FastGroundTimeAddSec | FastGroundTimeMultiplier | SlowPhaseTimeAddSec | SlowPhaseTimeMultiplier | SlowGroundTimeAddSec | SlowGroundTimeMultiplier | PhaseMinRespSec | GroundMinRespSec | GroundUnitDisabled | ConnectedPhases | InterruptRatingAmps | LocationLink | RecloserIsOpen | SustFailuresPrYear | TempFailuresPrYear | SustFailRepairTime_Hr | SustFailRepairCost_MU | SinglePhaseOperations | AvgCrewOperResetTime_Hr | BlockFromAnalysis | EnergizeYear | RetireYear | Note_ | AMSLink | LastFeederId | LastFeederTieId
RC 09096_09096A | 909-17R | S&C | IRPC | 0 | 120 | 120 | 120 | 120 | 630 | Unknown | 480 | 200 | 2400 | 2400 | 2 | 2 | 2 | 2 | 0,0,255 | 125,0,0 | 1 | 1 | 1 | 1 | 0 | 1 | 0 | 1 | 0 | 1 | 0 | 1 | 0 | 0 | 0 | XYZ | 12500 | * | 0 | 0 | 0 | 0 | 0 | 0 | 1 | 0 | 0 | 100 |  |  | 0909 | 0909

## InstSection
SectionId | FeederId | FromNodeId | ToNodeId | SectionPhases | Description | PhaseConductorId | NeutralConductorId | PhaseToPhaseSpacing_MUL | PhaseToNeutralSpacing_MUL | AveHeightAboveGround_MUL | PercentDistLoadConstImpedance | PercentDistLoadConstCurrent | PercentSpotLoadConstImpedance | PercentSpotLoadConstCurrent | SectionLength_MUL | PercentLoadGrowthRate | MappingLink | LoadConnectionPhaseGnd | UseEquivSpacing | IdenticalPhaseConductors | PhaseConductor2Id | PhaseConductor3Id | PositionCode | ConfigurationId | IsContingency | UseSectAmpRating | AmpRating | DistLoadCustZone | SpotLoadCustZone | UseDistCustZone | UseSpotCustZone | UseCustClassDistLoadIzpq | UseCustClassSpotLoadIzpq | ExposureZone | MitiZone | GrowthZone | FromElbowOrBayStatus | ToElbowOrBayStatus | ElbowOrBayAmpRating | DuctBankId | DuctBankInst | DuctBankCircuit | UseDuctBankAmpRating | UseDuctBankConfiguration | SpotLoadIsOff | EnergizeYear | RetireYear | LoadCategory | NeutIsGrounded | HideMapResults | Note_ | LocationLink | AMSLink | Monitor | ExpFactPermFail | ExpFactTempFail | ExpFactRepair
0909_09091 | 0909 | 0909 | 09091 | XYZN | 909 TO M120836 | 1000AXLPEP | 1000AXLPEP | 37 | 37 | 40 | 80 | 0 | 30 | 0 | 271 | 0 | 0 | 1 | 1 | 1 | 1000AXLPEP | 1000AXLPEP | 0 | Unknown | 0 | 0 | 0 | Unknown | Unknown | 0 | 0 | 0 | 0 | Unknown | Unknown | Unknown | N | N | 0 | Unknown |  | 0 | 0 | 0 | 0 | 0 | 100 | 0 | 0 | 0 |  | * |  |  | 1 | 1 | 1
09091_09092 | 0909 | 09091 | 09092 | XYZN | M120836 TO H119754 | 1000AXLPEP | 1000AXLPEP | 37 | 37 | 40 | 80 | 0 | 30 | 0 | 502 | 0 | 0 | 1 | 1 | 1 | Unknown | Unknown | 0 | Unknown | 0 | 0 | 0 | Unknown | Unknown | 0 | 0 | 0 | 0 | Unknown | Unknown | Unknown | N | N | 0 | Unknown |  | 0 | 0 | 0 | 0 | 0 | 100 | 0 | 0 | 0 |  | * |  |  | 1 | 1 | 1
090910_090911 | 0909 | 090910 | 090911 | XYZN | Z817058 TO Z12843 | 3-3/0_AL_C | 3-3\0_AL_C | 37 | 37 | 40 | 80 | 0 | 30 | 0 | 336 | 0 | 0 | 1 | 1 | 1 | Unknown | Unknown | 0 | Unknown | 0 | 0 | 0 | Unknown | Unknown | 0 | 0 | 0 | 0 | Unknown | Unknown | Unknown | N | N | 0 | Unknown |  | 0 | 0 | 0 | 0 | 0 | 100 | 0 | 0 | 0 |  | * |  |  | 1 | 1 | 1
0909100C_0909104 | 0909 | 0909100C | 0909104 | XYZN | CMPT3 TO D168109 | 1C#2SAPECN | 1C#2SAPECN | 37 | 37 | 40 | 80 | 0 | 30 | 0 | 71 | 0 | 0 | 1 | 1 | 1 | Unknown | Unknown | 0 | Unknown | 0 | 0 | 0 | Unknown | Unknown | 0 | 0 | 0 | 0 | Unknown | Unknown | Unknown | N | N | 0 | Unknown |  | 0 | 0 | 0 | 0 | 0 | 100 | 0 | 0 | 0 |  | * |  |  | 1 | 1 | 1
0909100D_0909101 | 0909 | 0909100D | 0909101 | XYZN | CMPT4 TO H123188 | 1C#2SAPECN | 1C#2SAPECN | 37 | 37 | 40 | 80 | 0 | 30 | 0 | 532 | 0 | 0 | 1 | 1 | 1 | Unknown | Unknown | 0 | Unknown | 0 | 0 | 0 | Unknown | Unknown | 0 | 0 | 0 | 0 | Unknown | Unknown | Unknown | N | N | 0 | Unknown |  | 0 | 0 | 0 | 0 | 0 | 100 | 0 | 0 | 0 |  | * |  |  | 1 | 1 | 1
0909101_0909102 | 0909 | 0909101 | 0909102 | XYZN | H123188 TO D168098 | 2/0AL_PECN | 2\0AL_PECN | 37 | 37 | 40 | 80 | 0 | 30 | 0 | 457 | 0 | 0 | 1 | 1 | 1 | Unknown | Unknown | 0 | Unknown | 0 | 0 | 0 | Unknown | Unknown | 0 | 0 | 0 | 0 | Unknown | Unknown | Unknown | N | N | 0 | Unknown |  | 0 | 0 | 0 | 0 | 0 | 100 | 0 | 0 | 0 |  | * |  |  | 1 | 1 | 1
0909102_0909103 | 0909 | 0909102 | 0909103 | XYZN | D168098 TO CG199999 | 2/0AL_PECN | 2/0AL_PECN | 37 | 37 | 40 | 80 | 0 | 30 | 0 | 10 | 0 | 0 | 1 | 1 | 1 | 2/0AL_PECN | 2/0AL_PECN | 0 | Unknown | 0 | 0 | 0 | Unknown | Unknown | 0 | 0 | 0 | 0 | Unknown | Unknown | Unknown | N | N | 0 | Unknown |  | 0 | 0 | 0 | 0 | 0 | 100 | 0 | 0 | 0 |  | * |  |  | 1 | 1 | 1
090911_090912 | 0909 | 090911 | 090912 | XYZN | Z12843 TO Z16470 | 3-3/0_AL_C | 3-3\0_AL_C | 37 | 37 | 40 | 80 | 0 | 30 | 0 | 317 | 0 | 0 | 1 | 1 | 1 | Unknown | Unknown | 0 | Unknown | 0 | 0 | 0 | Unknown | Unknown | 0 | 0 | 0 | 0 | Unknown | Unknown | Unknown | N | N | 0 | Unknown |  | 0 | 0 | 0 | 0 | 0 | 100 | 0 | 0 | 0 |  | * |  |  | 1 | 1 | 1
090912_090913 | 0909 | 090912 | 090913 | XYZN | Z16470 TO Z12842 | 3-3/0_AL_C | 3-3\0_AL_C | 37 | 37 | 40 | 80 | 0 | 30 | 0 | 260 | 0 | 0 | 1 | 1 | 1 | Unknown | Unknown | 0 | Unknown | 0 | 0 | 0 | Unknown | Unknown | 0 | 0 | 0 | 0 | Unknown | Unknown | Unknown | N | N | 0 | Unknown |  | 0 | 0 | 0 | 0 | 0 | 100 | 0 | 0 | 0 |  | * |  |  | 1 | 1 | 1
090913_09091301 | 0909 | 090913 | 09091301 | XYZN | Z12842 TO P311110 | 3-#6_CU_C | 3-#6_CU_C | 37 | 37 | 40 | 80 | 0 | 30 | 0 | 37.1 | 0 | 0 | 1 | 1 | 1 | Unknown | Unknown | 0 | Unknown | 0 | 0 | 0 | Unknown | Unknown | 0 | 0 | 0 | 0 | Unknown | Unknown | Unknown | N | N | 0 | Unknown |  | 0 | 0 | 0 | 0 | 0 | 100 | 0 | 0 | 0 |  | * |  |  | 1 | 1 | 1
090913_090914 | 0909 | 090913 | 090914 | XYZN | Z12842 TO Z319718 | 3-3/0_AL_C | 3-3\0_AL_C | 37 | 37 | 40 | 80 | 0 | 30 | 0 | 143.1 | 0 | 0 | 1 | 1 | 1 | Unknown | Unknown | 0 | Unknown | 0 | 0 | 0 | Unknown | Unknown | 0 | 0 | 0 | 0 | Unknown | Unknown | Unknown | N | N | 0 | Unknown |  | 0 | 0 | 0 | 0 | 0 | 100 | 0 | 0 | 0 |  | * |  |  | 1 | 1 | 1
09091301_09091302 | 0909 | 09091301 | 09091302 | XYZN | P311110 TO P311111 | 3-#6_CU_C | 3-#6_CU_C | 37 | 37 | 40 | 80 | 0 | 30 | 0 | 227.1 | 0 | 0 | 1 | 1 | 1 | Unknown | Unknown | 0 | Unknown | 0 | 0 | 0 | Unknown | Unknown | 0 | 0 | 0 | 0 | Unknown | Unknown | Unknown | N | N | 0 | Unknown |  | 0 | 0 | 0 | 0 | 0 | 100 | 0 | 0 | 0 |  | * |  |  | 1 | 1 | 1
090914_090915 | 0909 | 090914 | 090915 | XYZN | Z319718 TO Z12841 | 3-3/0_AL_C | 3-3\0_AL_C | 37 | 37 | 40 | 80 | 0 | 30 | 0 | 190 | 0 | 0 | 1 | 1 | 1 | Unknown | Unknown | 0 | Unknown | 0 | 0 | 0 | Unknown | Unknown | 0 | 0 | 0 | 0 | Unknown | Unknown | Unknown | N | N | 0 | Unknown |  | 0 | 0 | 0 | 0 | 0 | 100 | 0 | 0 | 0 |  | * |  |  | 1 | 1 | 1
090915_090916 | 0909 | 090915 | 090916 | XYZN | Z12841 TO P318215 | 3-3/0_AL_C | 3-3\0_AL_C | 37 | 37 | 40 | 80 | 0 | 30 | 0 | 133.1 | 0 | 0 | 1 | 1 | 1 | Unknown | Unknown | 0 | Unknown | 0 | 0 | 0 | Unknown | Unknown | 0 | 0 | 0 | 0 | Unknown | Unknown | Unknown | N | N | 0 | Unknown |  | 0 | 0 | 0 | 0 | 0 | 100 | 0 | 0 | 0 |  | * |  |  | 1 | 1 | 1
090916_09091601 | 0909 | 090916 | 09091601 | YZN | P318215 TO P318216 | 3-#6_CU_B | 3-#6_CU_B | 37 | 37 | 40 | 80 | 0 | 30 | 0 | 94 | 0 | 0 | 1 | 1 | 1 | Unknown | Unknown | 0 | Unknown | 0 | 0 | 0 | Unknown | Unknown | 0 | 0 | 0 | 0 | Unknown | Unknown | Unknown | N | N | 0 | Unknown |  | 0 | 0 | 0 | 0 | 0 | 100 | 0 | 0 | 0 |  | * |  |  | 1 | 1 | 1
090916_090917 | 0909 | 090916 | 090917 | XYZN | P318215 TO P214232 | 3-3/0_AL_C | 3-3\0_AL_C | 37 | 37 | 40 | 80 | 0 | 30 | 0 | 82 | 0 | 0 | 1 | 1 | 1 | Unknown | Unknown | 0 | Unknown | 0 | 0 | 0 | Unknown | Unknown | 0 | 0 | 0 | 0 | Unknown | Unknown | Unknown | N | N | 0 | Unknown |  | 0 | 0 | 0 | 0 | 0 | 100 | 0 | 0 | 0 |  | * |  |  | 1 | 1 | 1
09091601_09091602 | 0909 | 09091601 | 09091602 | YZN | P318216 TO P318217 | 3-#6_CU_B | 3-#6_CU_B | 37 | 37 | 40 | 80 | 0 | 30 | 0 | 224 | 0 | 0 | 1 | 1 | 1 | Unknown | Unknown | 0 | Unknown | 0 | 0 | 0 | Unknown | Unknown | 0 | 0 | 0 | 0 | Unknown | Unknown | Unknown | N | N | 0 | Unknown |  | 0 | 0 | 0 | 0 | 0 | 100 | 0 | 0 | 0 |  | * |  |  | 1 | 1 | 1
09091602_09091603 | 0909 | 09091602 | 09091603 | YZN | P318217 TO P318218 | 3-#6_CU_B | 3-#6_CU_B | 37 | 37 | 40 | 80 | 0 | 30 | 0 | 144 | 0 | 0 | 1 | 1 | 1 | Unknown | Unknown | 0 | Unknown | 0 | 0 | 0 | Unknown | Unknown | 0 | 0 | 0 | 0 | Unknown | Unknown | Unknown | N | N | 0 | Unknown |  | 0 | 0 | 0 | 0 | 0 | 100 | 0 | 0 | 0 |  | * |  |  | 1 | 1 | 1
09091603_09091604 | 0909 | 09091603 | 09091604 | YZN | P318218 TO P318219 | 3-#6_CU_B | 3-#6_CU_B | 37 | 37 | 40 | 80 | 0 | 30 | 0 | 337 | 0 | 0 | 1 | 1 | 1 | Unknown | Unknown | 0 | Unknown | 0 | 0 | 0 | Unknown | Unknown | 0 | 0 | 0 | 0 | Unknown | Unknown | Unknown | N | N | 0 | Unknown |  | 0 | 0 | 0 | 0 | 0 | 100 | 0 | 0 | 0 |  | * |  |  | 1 | 1 | 1
090917_090918 | 0909 | 090917 | 090918 | XYZN | P214232 TO Z214233 | 3-3/0_AL_C | 3-3\0_AL_C | 37 | 37 | 40 | 80 | 0 | 30 | 0 | 107 | 0 | 0 | 1 | 1 | 1 | Unknown | Unknown | 0 | Unknown | 0 | 0 | 0 | Unknown | Unknown | 0 | 0 | 0 | 0 | Unknown | Unknown | Unknown | N | N | 0 | Unknown |  | 0 | 0 | 0 | 0 | 0 | 100 | 0 | 0 | 0 |  | * |  |  | 1 | 1 | 1
090918_090919 | 0909 | 090918 | 090919 | XYZN | Z214233 TO P112705 | 3-3/0_AL_C | 3-3\0_AL_C | 37 | 37 | 40 | 80 | 0 | 30 | 0 | 162 | 0 | 0 | 1 | 1 | 1 | Unknown | Unknown | 0 | Unknown | 0 | 0 | 0 | Unknown | Unknown | 0 | 0 | 0 | 0 | Unknown | Unknown | Unknown | N | N | 0 | Unknown |  | 0 | 0 | 0 | 0 | 0 | 100 | 0 | 0 | 0 |  | * |  |  | 1 | 1 | 1
090919_090920 | 0909 | 090919 | 090920 | XYZN | P112705 TO Z819069 | 3-3/0_AL_C | 3-3\0_AL_C | 37 | 37 | 40 | 80 | 0 | 30 | 0 | 48.1 | 0 | 0 | 1 | 1 | 1 | Unknown | Unknown | 0 | Unknown | 0 | 0 | 0 | Unknown | Unknown | 0 | 0 | 0 | 0 | Unknown | Unknown | Unknown | N | N | 0 | Unknown |  | 0 | 0 | 0 | 0 | 0 | 100 | 0 | 0 | 0 |  | * |  |  | 1 | 1 | 1
09092_09093 | 0909 | 09092 | 09093 | XYZN | H119754 TO H119755 | 1000AXLPEP | 1000AXLPEP | 37 | 37 | 40 | 80 | 0 | 30 | 0 | 775 | 0 | 0 | 1 | 1 | 1 | Unknown | Unknown | 0 | Unknown | 0 | 0 | 0 | Unknown | Unknown | 0 | 0 | 0 | 0 | Unknown | Unknown | Unknown | N | N | 0 | Unknown |  | 0 | 0 | 0 | 0 | 0 | 100 | 0 | 0 | 0 |  | * |  |  | 1 | 1 | 1
090920_090921 | 0909 | 090920 | 090921 | XYZN | Z819069 TO Z16464 | 3-3/0_AL_C | 3-3\0_AL_C | 37 | 37 | 40 | 80 | 0 | 30 | 0 | 200 | 0 | 0 | 1 | 1 | 1 | Unknown | Unknown | 0 | Unknown | 0 | 0 | 0 | Unknown | Unknown | 0 | 0 | 0 | 0 | Unknown | Unknown | Unknown | N | N | 0 | Unknown |  | 0 | 0 | 0 | 0 | 0 | 100 | 0 | 0 | 0 |  | * |  |  | 1 | 1 | 1
090921_09092101 | 0909 | 090921 | 09092101 | XYZN | Z16464 TO P118742 | 3-#6_CU_C | 3-#6_CU_C | 37 | 37 | 40 | 80 | 0 | 30 | 0 | 196.1 | 0 | 0 | 1 | 1 | 1 | Unknown | Unknown | 0 | Unknown | 0 | 0 | 0 | Unknown | Unknown | 0 | 0 | 0 | 0 | Unknown | Unknown | Unknown | N | N | 0 | Unknown |  | 0 | 0 | 0 | 0 | 0 | 100 | 0 | 0 | 0 |  | * |  |  | 1 | 1 | 1
090921_090922 | 0909 | 090921 | 090922 | XYZN | Z16464 TO Z12839 | 3-3/0_AL_C | 3-3\0_AL_C | 37 | 37 | 40 | 80 | 0 | 30 | 0 | 165 | 0 | 0 | 1 | 1 | 1 | Unknown | Unknown | 0 | Unknown | 0 | 0 | 0 | Unknown | Unknown | 0 | 0 | 0 | 0 | Unknown | Unknown | Unknown | N | N | 0 | Unknown |  | 0 | 0 | 0 | 0 | 0 | 100 | 0 | 0 | 0 |  | * |  |  | 1 | 1 | 1
09092101_09092102 | 0909 | 09092101 | 09092102 | XYZN | P118742 TO P238851 | 3-#6_CU_C | 3-#6_CU_C | 37 | 37 | 40 | 80 | 0 | 30 | 0 | 104 | 0 | 0 | 1 | 1 | 1 | Unknown | Unknown | 0 | Unknown | 0 | 0 | 0 | Unknown | Unknown | 0 | 0 | 0 | 0 | Unknown | Unknown | Unknown | N | N | 0 | Unknown |  | 0 | 0 | 0 | 0 | 0 | 100 | 0 | 0 | 0 |  | * |  |  | 1 | 1 | 1
09092102_09092103 | 0909 | 09092102 | 09092103 | XYZN | P238851 TO P16465 | 3-#6_CU_C | 3-#6_CU_C | 37 | 37 | 40 | 80 | 0 | 30 | 0 | 71.1 | 0 | 0 | 1 | 1 | 1 | Unknown | Unknown | 0 | Unknown | 0 | 0 | 0 | Unknown | Unknown | 0 | 0 | 0 | 0 | Unknown | Unknown | Unknown | N | N | 0 | Unknown |  | 0 | 0 | 0 | 0 | 0 | 100 | 0 | 0 | 0 |  | * |  |  | 1 | 1 | 1
09092103A_09092104 | 0909 | 09092103A | 09092104 | XYZN | P16465 TO P16466 | 3-#6_CU_C | 3-#6_CU_C | 37 | 37 | 40 | 80 | 0 | 30 | 0 | 318.1 | 0 | 0 | 1 | 1 | 1 | Unknown | Unknown | 0 | Unknown | 0 | 0 | 0 | Unknown | Unknown | 0 | 0 | 0 | 0 | Unknown | Unknown | Unknown | N | N | 0 | Unknown |  | 0 | 0 | 0 | 0 | 0 | 100 | 0 | 0 | 0 |  | * |  |  | 1 | 1 | 1
09092104_09092105 | 0909 | 09092104 | 09092105 | XYZN | P16466 TO P16467 | 3-#6_CU_C | 3-#6_CU_C | 37 | 37 | 40 | 80 | 0 | 30 | 0 | 74 | 0 | 0 | 1 | 1 | 1 | Unknown | Unknown | 0 | Unknown | 0 | 0 | 0 | Unknown | Unknown | 0 | 0 | 0 | 0 | Unknown | Unknown | Unknown | N | N | 0 | Unknown |  | 0 | 0 | 0 | 0 | 0 | 100 | 0 | 0 | 0 |  | * |  |  | 1 | 1 | 1
09092104_09092107 | 0909 | 09092104 | 09092107 | XYZN | P16466 TO P118743 | 3-#6_CU_C | 3-#6_CU_C | 37 | 37 | 40 | 80 | 0 | 30 | 0 | 167 | 0 | 0 | 1 | 1 | 1 | Unknown | Unknown | 0 | Unknown | 0 | 0 | 0 | Unknown | Unknown | 0 | 0 | 0 | 0 | Unknown | Unknown | Unknown | N | N | 0 | Unknown |  | 0 | 0 | 0 | 0 | 0 | 100 | 0 | 0 | 0 |  | * |  |  | 1 | 1 | 1
09092105_09092106 | 0909 | 09092105 | 09092106 | XYZN | P16467 TO P16468 | 3-#6_CU_C | 3-#6_CU_C | 37 | 37 | 40 | 80 | 0 | 30 | 0 | 341.1 | 0 | 0 | 1 | 1 | 1 | Unknown | Unknown | 0 | Unknown | 0 | 0 | 0 | Unknown | Unknown | 0 | 0 | 0 | 0 | Unknown | Unknown | Unknown | N | N | 0 | Unknown |  | 0 | 0 | 0 | 0 | 0 | 100 | 0 | 0 | 0 |  | * |  |  | 1 | 1 | 1
09092107_09092108 | 0909 | 09092107 | 09092108 | XYZN | P118743 TO P16469 | 3-#6_CU_C | 3-#6_CU_C | 37 | 37 | 40 | 80 | 0 | 30 | 0 | 362 | 0 | 0 | 1 | 1 | 1 | Unknown | Unknown | 0 | Unknown | 0 | 0 | 0 | Unknown | Unknown | 0 | 0 | 0 | 0 | Unknown | Unknown | Unknown | N | N | 0 | Unknown |  | 0 | 0 | 0 | 0 | 0 | 100 | 0 | 0 | 0 |  | * |  |  | 1 | 1 | 1
09092108_09092109 | 0909 | 09092108 | 09092109 | XYZN | P16469 TO P114904 | 3-#6_CU_C | 3-#6_CU_C | 37 | 37 | 40 | 80 | 0 | 30 | 0 | 116.5 | 0 | 0 | 1 | 1 | 1 | Unknown | Unknown | 0 | Unknown | 0 | 0 | 0 | Unknown | Unknown | 0 | 0 | 0 | 0 | Unknown | Unknown | Unknown | N | N | 0 | Unknown |  | 0 | 0 | 0 | 0 | 0 | 100 | 0 | 0 | 0 |  | * |  |  | 1 | 1 | 1
09092108_09092114 | 0909 | 09092108 | 09092114 | XYZN | P16469 TO P110460 | 3-#6_CU_C | 3-#6_CU_C | 37 | 37 | 40 | 80 | 0 | 30 | 0 | 307.1 | 0 | 0 | 1 | 1 | 1 | Unknown | Unknown | 0 | Unknown | 0 | 0 | 0 | Unknown | Unknown | 0 | 0 | 0 | 0 | Unknown | Unknown | Unknown | N | N | 0 | Unknown |  | 0 | 0 | 0 | 0 | 0 | 100 | 0 | 0 | 0 |  | * |  |  | 1 | 1 | 1
09092109_09092110 | 0909 | 09092109 | 09092110 | XYZN | P114904 TO P114905 | 3-#6_CU_C | 3-#6_CU_C | 37 | 37 | 40 | 80 | 0 | 30 | 0 | 192.8 | 0 | 0 | 1 | 1 | 1 | Unknown | Unknown | 0 | Unknown | 0 | 0 | 0 | Unknown | Unknown | 0 | 0 | 0 | 0 | Unknown | Unknown | Unknown | N | N | 0 | Unknown |  | 0 | 0 | 0 | 0 | 0 | 100 | 0 | 0 | 0 |  | * |  |  | 1 | 1 | 1
09092110_09092111 | 0909 | 09092110 | 09092111 | XYZN | P114905 TO P114906 | 3-#6_CU_C | 3-#6_CU_C | 37 | 37 | 40 | 80 | 0 | 30 | 0 | 252.2 | 0 | 0 | 1 | 1 | 1 | Unknown | Unknown | 0 | Unknown | 0 | 0 | 0 | Unknown | Unknown | 0 | 0 | 0 | 0 | Unknown | Unknown | Unknown | N | N | 0 | Unknown |  | 0 | 0 | 0 | 0 | 0 | 100 | 0 | 0 | 0 |  | * |  |  | 1 | 1 | 1
09092111_09092112 | 0909 | 09092111 | 09092112 | XYZN | P114906 TO P114907 | 3-#6_CU_C | 3-#6_CU_C | 37 | 37 | 40 | 80 | 0 | 30 | 0 | 374.4 | 0 | 0 | 1 | 1 | 1 | Unknown | Unknown | 0 | Unknown | 0 | 0 | 0 | Unknown | Unknown | 0 | 0 | 0 | 0 | Unknown | Unknown | Unknown | N | N | 0 | Unknown |  | 0 | 0 | 0 | 0 | 0 | 100 | 0 | 0 | 0 |  | * |  |  | 1 | 1 | 1
09092112_09092113 | 0909 | 09092112 | 09092113 | XYZN | P114907 TO P114908 | 3-#6_CU_C | 3-#6_CU_C | 37 | 37 | 40 | 80 | 0 | 30 | 0 | 300.2 | 0 | 0 | 1 | 1 | 1 | Unknown | Unknown | 0 | Unknown | 0 | 0 | 0 | Unknown | Unknown | 0 | 0 | 0 | 0 | Unknown | Unknown | Unknown | N | N | 0 | Unknown |  | 0 | 0 | 0 | 0 | 0 | 100 | 0 | 0 | 0 |  | * |  |  | 1 | 1 | 1
09092114_09092115 | 0909 | 09092114 | 09092115 | XYZN | P110460 TO P110461 | 3-#6_CU_C | 3-#6_CU_C | 37 | 37 | 40 | 80 | 0 | 30 | 0 | 280 | 0 | 0 | 1 | 1 | 1 | Unknown | Unknown | 0 | Unknown | 0 | 0 | 0 | Unknown | Unknown | 0 | 0 | 0 | 0 | Unknown | Unknown | Unknown | N | N | 0 | Unknown |  | 0 | 0 | 0 | 0 | 0 | 100 | 0 | 0 | 0 |  | * |  |  | 1 | 1 | 1
09092115_09092116 | 0909 | 09092115 | 09092116 | XYZN | P110461 TO P110462 | 3-#6_CU_C | 3-#6_CU_C | 37 | 37 | 40 | 80 | 0 | 30 | 0 | 291 | 0 | 0 | 1 | 1 | 1 | Unknown | Unknown | 0 | Unknown | 0 | 0 | 0 | Unknown | Unknown | 0 | 0 | 0 | 0 | Unknown | Unknown | Unknown | N | N | 0 | Unknown |  | 0 | 0 | 0 | 0 | 0 | 100 | 0 | 0 | 0 |  | * |  |  | 1 | 1 | 1
09092116_09092117 | 0909 | 09092116 | 09092117 | XYZN | P110462 TO P110463 | 3-#6_CU_C | 3-#6_CU_C | 37 | 37 | 40 | 80 | 0 | 30 | 0 | 233.5 | 0 | 0 | 1 | 1 | 1 | Unknown | Unknown | 0 | Unknown | 0 | 0 | 0 | Unknown | Unknown | 0 | 0 | 0 | 0 | Unknown | Unknown | Unknown | N | N | 0 | Unknown |  | 0 | 0 | 0 | 0 | 0 | 100 | 0 | 0 | 0 |  | * |  |  | 1 | 1 | 1
09092117_09092118 | 0909 | 09092117 | 09092118 | XYZN | P110463 TO P110464 | 3-#6_CU_C | 3-#6_CU_C | 37 | 37 | 40 | 80 | 0 | 30 | 0 | 315.4 | 0 | 0 | 1 | 1 | 1 | Unknown | Unknown | 0 | Unknown | 0 | 0 | 0 | Unknown | Unknown | 0 | 0 | 0 | 0 | Unknown | Unknown | Unknown | N | N | 0 | Unknown |  | 0 | 0 | 0 | 0 | 0 | 100 | 0 | 0 | 0 |  | * |  |  | 1 | 1 | 1
09092118_09092119 | 0909 | 09092118 | 09092119 | XYZN | P110464 TO P110465 | 3-#6_CU_C | 3-#6_CU_C | 37 | 37 | 40 | 80 | 0 | 30 | 0 | 252 | 0 | 0 | 1 | 1 | 1 | Unknown | Unknown | 0 | Unknown | 0 | 0 | 0 | Unknown | Unknown | 0 | 0 | 0 | 0 | Unknown | Unknown | Unknown | N | N | 0 | Unknown |  | 0 | 0 | 0 | 0 | 0 | 100 | 0 | 0 | 0 |  | * |  |  | 1 | 1 | 1
09092118_09092145 | 0909 | 09092118 | 09092145 | XY N | P110464 TO P203125 | 3-#6_CU_B | 3-#6_CU_B | 37 | 37 | 40 | 80 | 0 | 30 | 0 | 364.2 | 0 | 0 | 1 | 1 | 1 | Unknown | Unknown | 0 | Unknown | 0 | 0 | 0 | Unknown | Unknown | 0 | 0 | 0 | 0 | Unknown | Unknown | Unknown | N | N | 0 | Unknown |  | 0 | 0 | 0 | 0 | 0 | 100 | 0 | 0 | 0 |  | * |  |  | 1 | 1 | 1
09092118_09092161 | 0909 | 09092118 | 09092161 | YZN | P110464 TO P813699 | 3-#2_AL_B | 3-#2_AL_B | 37 | 37 | 40 | 80 | 0 | 30 | 0 | 128.3 | 0 | 0 | 1 | 1 | 1 | Unknown | Unknown | 0 | Unknown | 0 | 0 | 0 | Unknown | Unknown | 0 | 0 | 0 | 0 | Unknown | Unknown | Unknown | N | N | 0 | Unknown |  | 0 | 0 | 0 | 0 | 0 | 100 | 0 | 0 | 0 |  | * |  |  | 1 | 1 | 1
09092119_09092120 | 0909 | 09092119 | 09092120 | XYZN | P110465 TO P213043 | 3-#6_CU_C | 3-#6_CU_C | 37 | 37 | 40 | 80 | 0 | 30 | 0 | 297.3 | 0 | 0 | 1 | 1 | 1 | Unknown | Unknown | 0 | Unknown | 0 | 0 | 0 | Unknown | Unknown | 0 | 0 | 0 | 0 | Unknown | Unknown | Unknown | N | N | 0 | Unknown |  | 0 | 0 | 0 | 0 | 0 | 100 | 0 | 0 | 0 |  | * |  |  | 1 | 1 | 1
09092119_09092123 | 0909 | 09092119 | 09092123 | XYZN | P110465 TO P110466 | 3-#6_CU_C | 3-#6_CU_C | 37 | 37 | 40 | 80 | 0 | 30 | 0 | 203.1 | 0 | 0 | 1 | 1 | 1 | Unknown | Unknown | 0 | Unknown | 0 | 0 | 0 | Unknown | Unknown | 0 | 0 | 0 | 0 | Unknown | Unknown | Unknown | N | N | 0 | Unknown |  | 0 | 0 | 0 | 0 | 0 | 100 | 0 | 0 | 0 |  | * |  |  | 1 | 1 | 1
09092120A_09092121 | 0909 | 09092120A | 09092121 | X ZN | P213043 TO D154016 | 1C#2SAPECN | 1C#2SAPECN | 37 | 37 | 40 | 80 | 0 | 30 | 0 | 585 | 0 | 0 | 1 | 1 | 1 | Unknown | Unknown | 0 | Unknown | 0 | 0 | 0 | Unknown | Unknown | 0 | 0 | 0 | 0 | Unknown | Unknown | Unknown | N | N | 0 | Unknown |  | 0 | 0 | 0 | 0 | 0 | 100 | 0 | 0 | 0 |  | * |  |  | 1 | 1 | 1
09092121_09092122 | 0909 | 09092121 | 09092122 | X ZN | D154016 TO D154017 | 1C#2SAPECN | 1C#2SAPECN | 37 | 37 | 40 | 80 | 0 | 30 | 0 | 599 | 0 | 0 | 1 | 1 | 1 | Unknown | Unknown | 0 | Unknown | 0 | 0 | 0 | Unknown | Unknown | 0 | 0 | 0 | 0 | Unknown | Unknown | Unknown | N | N | 0 | Unknown |  | 0 | 0 | 0 | 0 | 0 | 100 | 0 | 0 | 0 |  | * |  |  | 1 | 1 | 1
09092123_09092124 | 0909 | 09092123 | 09092124 | XYZN | P110466 TO P114559 | 3-#6_CU_C | 3-#6_CU_C | 37 | 37 | 40 | 80 | 0 | 30 | 0 | 156.3 | 0 | 0 | 1 | 1 | 1 | Unknown | Unknown | 0 | Unknown | 0 | 0 | 0 | Unknown | Unknown | 0 | 0 | 0 | 0 | Unknown | Unknown | Unknown | N | N | 0 | Unknown |  | 0 | 0 | 0 | 0 | 0 | 100 | 0 | 0 | 0 |  | * |  |  | 1 | 1 | 1
09092124_09092125 | 0909 | 09092124 | 09092125 | XYZN | P114559 TO P615083 | 3-#6_CU_C | 3-#6_CU_C | 37 | 37 | 40 | 80 | 0 | 30 | 0 | 75.7 | 0 | 0 | 1 | 1 | 1 | Unknown | Unknown | 0 | Unknown | 0 | 0 | 0 | Unknown | Unknown | 0 | 0 | 0 | 0 | Unknown | Unknown | Unknown | N | N | 0 | Unknown |  | 0 | 0 | 0 | 0 | 0 | 100 | 0 | 0 | 0 |  | * |  |  | 1 | 1 | 1
09092124_09092126 | 0909 | 09092124 | 09092126 | XYZN | P114559 TO P110467 | 3-#6_CU_C | 3-#6_CU_C | 37 | 37 | 40 | 80 | 0 | 30 | 0 | 210.8 | 0 | 0 | 1 | 1 | 1 | Unknown | Unknown | 0 | Unknown | 0 | 0 | 0 | Unknown | Unknown | 0 | 0 | 0 | 0 | Unknown | Unknown | Unknown | N | N | 0 | Unknown |  | 0 | 0 | 0 | 0 | 0 | 100 | 0 | 0 | 0 |  | * |  |  | 1 | 1 | 1
09092126_09092127 | 0909 | 09092126 | 09092127 | XYZN | P110467 TO P110468 | 3-#6_CU_C | 3-#6_CU_C | 37 | 37 | 40 | 80 | 0 | 30 | 0 | 381.1 | 0 | 0 | 1 | 1 | 1 | Unknown | Unknown | 0 | Unknown | 0 | 0 | 0 | Unknown | Unknown | 0 | 0 | 0 | 0 | Unknown | Unknown | Unknown | N | N | 0 | Unknown |  | 0 | 0 | 0 | 0 | 0 | 100 | 0 | 0 | 0 |  | * |  |  | 1 | 1 | 1
09092127_09092128 | 0909 | 09092127 | 09092128 | XYZN | P110468 TO P110469 | 3-#6_CU_C | 3-#6_CU_C | 37 | 37 | 40 | 80 | 0 | 30 | 0 | 212.2 | 0 | 0 | 1 | 1 | 1 | Unknown | Unknown | 0 | Unknown | 0 | 0 | 0 | Unknown | Unknown | 0 | 0 | 0 | 0 | Unknown | Unknown | Unknown | N | N | 0 | Unknown |  | 0 | 0 | 0 | 0 | 0 | 100 | 0 | 0 | 0 |  | * |  |  | 1 | 1 | 1
09092128_09092129 | 0909 | 09092128 | 09092129 | XYZN | P110469 TO P114560 | 3-#6_CU_C | 3-#6_CU_C | 37 | 37 | 40 | 80 | 0 | 30 | 0 | 199.1 | 0 | 0 | 1 | 1 | 1 | Unknown | Unknown | 0 | Unknown | 0 | 0 | 0 | Unknown | Unknown | 0 | 0 | 0 | 0 | Unknown | Unknown | Unknown | N | N | 0 | Unknown |  | 0 | 0 | 0 | 0 | 0 | 100 | 0 | 0 | 0 |  | * |  |  | 1 | 1 | 1
09092129_09092130 | 0909 | 09092129 | 09092130 | XYZN | P114560 TO P110470 | 3-#6_CU_C | 3-#6_CU_C | 37 | 37 | 40 | 80 | 0 | 30 | 0 | 116.1 | 0 | 0 | 1 | 1 | 1 | Unknown | Unknown | 0 | Unknown | 0 | 0 | 0 | Unknown | Unknown | 0 | 0 | 0 | 0 | Unknown | Unknown | Unknown | N | N | 0 | Unknown |  | 0 | 0 | 0 | 0 | 0 | 100 | 0 | 0 | 0 |  | * |  |  | 1 | 1 | 1
09092130_09092131 | 0909 | 09092130 | 09092131 | XYZN | P110470 TO P110471 | 3-#6_CU_C | 3-#6_CU_C | 37 | 37 | 40 | 80 | 0 | 30 | 0 | 109 | 0 | 0 | 1 | 1 | 1 | Unknown | Unknown | 0 | Unknown | 0 | 0 | 0 | Unknown | Unknown | 0 | 0 | 0 | 0 | Unknown | Unknown | Unknown | N | N | 0 | Unknown |  | 0 | 0 | 0 | 0 | 0 | 100 | 0 | 0 | 0 |  | * |  |  | 1 | 1 | 1
09092131_09092132 | 0909 | 09092131 | 09092132 | XYZN | P110471 TO P110472 | 3-#6_CU_C | 3-#6_CU_C | 37 | 37 | 40 | 80 | 0 | 30 | 0 | 280.1 | 0 | 0 | 1 | 1 | 1 | Unknown | Unknown | 0 | Unknown | 0 | 0 | 0 | Unknown | Unknown | 0 | 0 | 0 | 0 | Unknown | Unknown | Unknown | N | N | 0 | Unknown |  | 0 | 0 | 0 | 0 | 0 | 100 | 0 | 0 | 0 |  | * |  |  | 1 | 1 | 1
09092132_09092133 | 0909 | 09092132 | 09092133 | XYZN | P110472 TO P110473 | 3-#6_CU_C | 3-#6_CU_C | 37 | 37 | 40 | 80 | 0 | 30 | 0 | 281.2 | 0 | 0 | 1 | 1 | 1 | Unknown | Unknown | 0 | Unknown | 0 | 0 | 0 | Unknown | Unknown | 0 | 0 | 0 | 0 | Unknown | Unknown | Unknown | N | N | 0 | Unknown |  | 0 | 0 | 0 | 0 | 0 | 100 | 0 | 0 | 0 |  | * |  |  | 1 | 1 | 1
09092133_09092134 | 0909 | 09092133 | 09092134 | XYZN | P110473 TO P611042 | 3-#2A5005C | 3-#2A5005C | 37 | 37 | 40 | 80 | 0 | 30 | 0 | 100 | 0 | 0 | 1 | 1 | 1 | Unknown | Unknown | 0 | Unknown | 0 | 0 | 0 | Unknown | Unknown | 0 | 0 | 0 | 0 | Unknown | Unknown | Unknown | N | N | 0 | Unknown |  | 0 | 0 | 0 | 0 | 0 | 100 | 0 | 0 | 0 |  | * |  |  | 1 | 1 | 1
09092133_09092135 | 0909 | 09092133 | 09092135 | XYZN | P110473 TO P110474 | 3-#6_CU_C | 3-#6_CU_C | 37 | 37 | 40 | 80 | 0 | 30 | 0 | 388.2 | 0 | 0 | 1 | 1 | 1 | Unknown | Unknown | 0 | Unknown | 0 | 0 | 0 | Unknown | Unknown | 0 | 0 | 0 | 0 | Unknown | Unknown | Unknown | N | N | 0 | Unknown |  | 0 | 0 | 0 | 0 | 0 | 100 | 0 | 0 | 0 |  | * |  |  | 1 | 1 | 1
09092135_09092136 | 0909 | 09092135 | 09092136 | XYZN | P110474 TO P110475 | 3-#6_CU_C | 3-#6_CU_C | 37 | 37 | 40 | 80 | 0 | 30 | 0 | 254.8 | 0 | 0 | 1 | 1 | 1 | Unknown | Unknown | 0 | Unknown | 0 | 0 | 0 | Unknown | Unknown | 0 | 0 | 0 | 0 | Unknown | Unknown | Unknown | N | N | 0 | Unknown |  | 0 | 0 | 0 | 0 | 0 | 100 | 0 | 0 | 0 |  | * |  |  | 1 | 1 | 1
09092135_09092138 | 0909 | 09092135 | 09092138 | XYZN | P110474 TO P110477 | 3-#6_CU_C | 3-#6_CU_C | 37 | 37 | 40 | 80 | 0 | 30 | 0 | 297.8 | 0 | 0 | 1 | 1 | 1 | Unknown | Unknown | 0 | Unknown | 0 | 0 | 0 | Unknown | Unknown | 0 | 0 | 0 | 0 | Unknown | Unknown | Unknown | N | N | 0 | Unknown |  | 0 | 0 | 0 | 0 | 0 | 100 | 0 | 0 | 0 |  | * |  |  | 1 | 1 | 1
09092135_09092142 | 0909 | 09092135 | 09092142 | XYZN | P110474 TO P815910 | 3-#6_CU_C | 3-#6_CU_C | 37 | 37 | 40 | 80 | 0 | 30 | 0 | 102 | 0 | 0 | 1 | 1 | 1 | Unknown | Unknown | 0 | Unknown | 0 | 0 | 0 | Unknown | Unknown | 0 | 0 | 0 | 0 | Unknown | Unknown | Unknown | N | N | 0 | Unknown |  | 0 | 0 | 0 | 0 | 0 | 100 | 0 | 0 | 0 |  | * |  |  | 1 | 1 | 1
09092136_09092137 | 0909 | 09092136 | 09092137 | XYZN | P110475 TO P110476 | 3-#6_CU_C | 3-#6_CU_C | 37 | 37 | 40 | 80 | 0 | 30 | 0 | 281.1 | 0 | 0 | 1 | 1 | 1 | Unknown | Unknown | 0 | Unknown | 0 | 0 | 0 | Unknown | Unknown | 0 | 0 | 0 | 0 | Unknown | Unknown | Unknown | N | N | 0 | Unknown |  | 0 | 0 | 0 | 0 | 0 | 100 | 0 | 0 | 0 |  | * |  |  | 1 | 1 | 1
09092138_09092139 | 0909 | 09092138 | 09092139 | XYZN | P110477 TO P510811 | 3-#6_CU_C | 3-#6_CU_C | 37 | 37 | 40 | 80 | 0 | 30 | 0 | 243 | 0 | 0 | 1 | 1 | 1 | Unknown | Unknown | 0 | Unknown | 0 | 0 | 0 | Unknown | Unknown | 0 | 0 | 0 | 0 | Unknown | Unknown | Unknown | N | N | 0 | Unknown |  | 0 | 0 | 0 | 0 | 0 | 100 | 0 | 0 | 0 |  | * |  |  | 1 | 1 | 1
09092138_09092141 | 0909 | 09092138 | 09092141 | XYZN | P110477 TO P110478 | 3-#6_CU_C | 3-#6_CU_C | 37 | 37 | 40 | 80 | 0 | 30 | 0 | 266.7 | 0 | 0 | 1 | 1 | 1 | Unknown | Unknown | 0 | Unknown | 0 | 0 | 0 | Unknown | Unknown | 0 | 0 | 0 | 0 | Unknown | Unknown | Unknown | N | N | 0 | Unknown |  | 0 | 0 | 0 | 0 | 0 | 100 | 0 | 0 | 0 |  | * |  |  | 1 | 1 | 1
09092139_09092140 | 0909 | 09092139 | 09092140 | X ZN | P510811 TO P201118 | 3-#2_AL_B | 3-#2_AL_B | 37 | 37 | 40 | 80 | 0 | 30 | 0 | 277.2 | 0 | 0 | 1 | 1 | 1 | 3-#2_AL_B | 3-#2_AL_B | 0 | Unknown | 0 | 0 | 0 | Unknown | Unknown | 0 | 0 | 0 | 0 | Unknown | Unknown | Unknown | N | N | 0 | Unknown |  | 0 | 0 | 0 | 0 | 0 | 100 | 0 | 0 | 0 |  | * |  |  | 1 | 1 | 1
09092142_09092143 | 0909 | 09092142 | 09092143 | XYZN | P815910 TO P110480 | 3-#6_CU_C | 3-#6_CU_C | 37 | 37 | 40 | 80 | 0 | 30 | 0 | 259.1 | 0 | 0 | 1 | 1 | 1 | Unknown | Unknown | 0 | Unknown | 0 | 0 | 0 | Unknown | Unknown | 0 | 0 | 0 | 0 | Unknown | Unknown | Unknown | N | N | 0 | Unknown |  | 0 | 0 | 0 | 0 | 0 | 100 | 0 | 0 | 0 |  | * |  |  | 1 | 1 | 1
09092143_09092144 | 0909 | 09092143 | 09092144 | XYZN | P110480 TO P110481 | 3-#6_CU_C | 3-#6_CU_C | 37 | 37 | 40 | 80 | 0 | 30 | 0 | 318.2 | 0 | 0 | 1 | 1 | 1 | Unknown | Unknown | 0 | Unknown | 0 | 0 | 0 | Unknown | Unknown | 0 | 0 | 0 | 0 | Unknown | Unknown | Unknown | N | N | 0 | Unknown |  | 0 | 0 | 0 | 0 | 0 | 100 | 0 | 0 | 0 |  | * |  |  | 1 | 1 | 1
09092145_09092146 | 0909 | 09092145 | 09092146 | XY N | P203125 TO P219652 | 3-#6_CU_B | 3-#6_CU_B | 37 | 37 | 40 | 80 | 0 | 30 | 0 | 294.3 | 0 | 0 | 1 | 1 | 1 | Unknown | Unknown | 0 | Unknown | 0 | 0 | 0 | Unknown | Unknown | 0 | 0 | 0 | 0 | Unknown | Unknown | Unknown | N | N | 0 | Unknown |  | 0 | 0 | 0 | 0 | 0 | 100 | 0 | 0 | 0 |  | * |  |  | 1 | 1 | 1
09092145_09092154 | 0909 | 09092145 | 09092154 | XY N | P203125 TO P217361 | 3-#6_CU_B | 3-#6_CU_B | 37 | 37 | 40 | 80 | 0 | 30 | 0 | 120.2 | 0 | 0 | 1 | 1 | 1 | Unknown | Unknown | 0 | Unknown | 0 | 0 | 0 | Unknown | Unknown | 0 | 0 | 0 | 0 | Unknown | Unknown | Unknown | N | N | 0 | Unknown |  | 0 | 0 | 0 | 0 | 0 | 100 | 0 | 0 | 0 |  | * |  |  | 1 | 1 | 1
09092146_09092147 | 0909 | 09092146 | 09092147 | XY N | P219652 TO P219653 | 3-#6_CU_B | 3-#6_CU_B | 37 | 37 | 40 | 80 | 0 | 30 | 0 | 247.8 | 0 | 0 | 1 | 1 | 1 | Unknown | Unknown | 0 | Unknown | 0 | 0 | 0 | Unknown | Unknown | 0 | 0 | 0 | 0 | Unknown | Unknown | Unknown | N | N | 0 | Unknown |  | 0 | 0 | 0 | 0 | 0 | 100 | 0 | 0 | 0 |  | * |  |  | 1 | 1 | 1
09092147_09092148 | 0909 | 09092147 | 09092148 | XY N | P219653 TO P219654 | 3-#6_CU_B | 3-#6_CU_B | 37 | 37 | 40 | 80 | 0 | 30 | 0 | 254 | 0 | 0 | 1 | 1 | 1 | Unknown | Unknown | 0 | Unknown | 0 | 0 | 0 | Unknown | Unknown | 0 | 0 | 0 | 0 | Unknown | Unknown | Unknown | N | N | 0 | Unknown |  | 0 | 0 | 0 | 0 | 0 | 100 | 0 | 0 | 0 |  | * |  |  | 1 | 1 | 1
09092148_09092149 | 0909 | 09092148 | 09092149 | XY N | P219654 TO P716374 | 3-#2_AL_B | 3-#2_AL_B | 37 | 37 | 40 | 80 | 0 | 30 | 0 | 114 | 0 | 0 | 1 | 1 | 1 | Unknown | Unknown | 0 | Unknown | 0 | 0 | 0 | Unknown | Unknown | 0 | 0 | 0 | 0 | Unknown | Unknown | Unknown | N | N | 0 | Unknown |  | 0 | 0 | 0 | 0 | 0 | 100 | 0 | 0 | 0 |  | * |  |  | 1 | 1 | 1
09092148_09092153 | 0909 | 09092148 | 09092153 | XY N | P219654 TO P219655 | 3-#6_CU_B | 3-#6_CU_B | 37 | 37 | 40 | 80 | 0 | 30 | 0 | 332.4 | 0 | 0 | 1 | 1 | 1 | Unknown | Unknown | 0 | Unknown | 0 | 0 | 0 | Unknown | Unknown | 0 | 0 | 0 | 0 | Unknown | Unknown | Unknown | N | N | 0 | Unknown |  | 0 | 0 | 0 | 0 | 0 | 100 | 0 | 0 | 0 |  | * |  |  | 1 | 1 | 1
09092149_09092150 | 0909 | 09092149 | 09092150 | XY N | P716374 TO P815431 | 3-#2_AL_B | 3-#2_AL_B | 37 | 37 | 40 | 80 | 0 | 30 | 0 | 195 | 0 | 0 | 1 | 1 | 1 | Unknown | Unknown | 0 | Unknown | 0 | 0 | 0 | Unknown | Unknown | 0 | 0 | 0 | 0 | Unknown | Unknown | Unknown | N | N | 0 | Unknown |  | 0 | 0 | 0 | 0 | 0 | 100 | 0 | 0 | 0 |  | * |  |  | 1 | 1 | 1
09092150_09092151 | 0909 | 09092150 | 09092151 | XY N | P815431 TO P815432 | 3-#2_AL_B | 3-#2_AL_B | 37 | 37 | 40 | 80 | 0 | 30 | 0 | 94.1 | 0 | 0 | 1 | 1 | 1 | Unknown | Unknown | 0 | Unknown | 0 | 0 | 0 | Unknown | Unknown | 0 | 0 | 0 | 0 | Unknown | Unknown | Unknown | N | N | 0 | Unknown |  | 0 | 0 | 0 | 0 | 0 | 100 | 0 | 0 | 0 |  | * |  |  | 1 | 1 | 1
09092151_09092152 | 0909 | 09092151 | 09092152 | XY N | P815432 TO P815433 | 3-#2_AL_B | 3-#2_AL_B | 37 | 37 | 40 | 80 | 0 | 30 | 0 | 330.5 | 0 | 0 | 1 | 1 | 1 | Unknown | Unknown | 0 | Unknown | 0 | 0 | 0 | Unknown | Unknown | 0 | 0 | 0 | 0 | Unknown | Unknown | Unknown | N | N | 0 | Unknown |  | 0 | 0 | 0 | 0 | 0 | 100 | 0 | 0 | 0 |  | * |  |  | 1 | 1 | 1
09092154_09092155 | 0909 | 09092154 | 09092155 | XY N | P217361 TO P114228 | 3-#6_CU_B | 3-#6_CU_B | 37 | 37 | 40 | 80 | 0 | 30 | 0 | 110.7 | 0 | 0 | 1 | 1 | 1 | Unknown | Unknown | 0 | Unknown | 0 | 0 | 0 | Unknown | Unknown | 0 | 0 | 0 | 0 | Unknown | Unknown | Unknown | N | N | 0 | Unknown |  | 0 | 0 | 0 | 0 | 0 | 100 | 0 | 0 | 0 |  | * |  |  | 1 | 1 | 1
09092155_09092156 | 0909 | 09092155 | 09092156 | XY N | P114228 TO P114229 | 3-#6_CU_B | 3-#6_CU_B | 37 | 37 | 40 | 80 | 0 | 30 | 0 | 249 | 0 | 0 | 1 | 1 | 1 | Unknown | Unknown | 0 | Unknown | 0 | 0 | 0 | Unknown | Unknown | 0 | 0 | 0 | 0 | Unknown | Unknown | Unknown | N | N | 0 | Unknown |  | 0 | 0 | 0 | 0 | 0 | 100 | 0 | 0 | 0 |  | * |  |  | 1 | 1 | 1
09092156_09092157 | 0909 | 09092156 | 09092157 | XY N | P114229 TO P114230 | 3-#6_CU_B | 3-#6_CU_B | 37 | 37 | 40 | 80 | 0 | 30 | 0 | 227.1 | 0 | 0 | 1 | 1 | 1 | Unknown | Unknown | 0 | Unknown | 0 | 0 | 0 | Unknown | Unknown | 0 | 0 | 0 | 0 | Unknown | Unknown | Unknown | N | N | 0 | Unknown |  | 0 | 0 | 0 | 0 | 0 | 100 | 0 | 0 | 0 |  | * |  |  | 1 | 1 | 1
09092157_09092160 | 0909 | 09092157 | 09092160 | XY N | P114230 TO P114231 | 3-#6_CU_B | 3-#6_CU_B | 37 | 37 | 40 | 80 | 0 | 30 | 0 | 218 | 0 | 0 | 1 | 1 | 1 | Unknown | Unknown | 0 | Unknown | 0 | 0 | 0 | Unknown | Unknown | 0 | 0 | 0 | 0 | Unknown | Unknown | Unknown | N | N | 0 | Unknown |  | 0 | 0 | 0 | 0 | 0 | 100 | 0 | 0 | 0 |  | * |  |  | 1 | 1 | 1
09092157A_09092158 | 0909 | 09092157A | 09092158 | XY N | P114230 TO H122934 | 1C#2SAPECN | 1C#2SAPECN | 37 | 37 | 40 | 80 | 0 | 30 | 0 | 552 | 0 | 0 | 1 | 1 | 1 | Unknown | Unknown | 0 | Unknown | 0 | 0 | 0 | Unknown | Unknown | 0 | 0 | 0 | 0 | Unknown | Unknown | Unknown | N | N | 0 | Unknown |  | 0 | 0 | 0 | 0 | 0 | 100 | 0 | 0 | 0 |  | * |  |  | 1 | 1 | 1
09092158_09092159 | 0909 | 09092158 | 09092159 | XY N | H122934 TO D166585 | 1C#2SAPECN | 1C#2SAPECN | 37 | 37 | 40 | 80 | 0 | 30 | 0 | 286 | 0 | 0 | 1 | 1 | 1 | Unknown | Unknown | 0 | Unknown | 0 | 0 | 0 | Unknown | Unknown | 0 | 0 | 0 | 0 | Unknown | Unknown | Unknown | N | N | 0 | Unknown |  | 0 | 0 | 0 | 0 | 0 | 100 | 0 | 0 | 0 |  | * |  |  | 1 | 1 | 1
090922_090923 | 0909 | 090922 | 090923 | XYZN | Z12839 TO Z817057 | 3-3/0_AL_C | 3-3\0_AL_C | 37 | 37 | 40 | 80 | 0 | 30 | 0 | 250 | 0 | 0 | 1 | 1 | 1 | Unknown | Unknown | 0 | Unknown | 0 | 0 | 0 | Unknown | Unknown | 0 | 0 | 0 | 0 | Unknown | Unknown | Unknown | N | N | 0 | Unknown |  | 0 | 0 | 0 | 0 | 0 | 100 | 0 | 0 | 0 |  | * |  |  | 1 | 1 | 1
09092201_09092202 | 0909 | 09092201 | 09092202 | XY N | P413487 TO P413488 | 3-#4_CU_B | 3-#4_CU_B | 37 | 37 | 40 | 80 | 0 | 30 | 0 | 240 | 0 | 0 | 1 | 1 | 1 | Unknown | Unknown | 0 | Unknown | 0 | 0 | 0 | Unknown | Unknown | 0 | 0 | 0 | 0 | Unknown | Unknown | Unknown | N | N | 0 | Unknown |  | 0 | 0 | 0 | 0 | 0 | 100 | 0 | 0 | 0 |  | * |  |  | 1 | 1 | 1
09092202_09092203 | 0909 | 09092202 | 09092203 | XY N | P413488 TO P413489 | 3-#4_CU_B | 3-#4_CU_B | 37 | 37 | 40 | 80 | 0 | 30 | 0 | 241 | 0 | 0 | 1 | 1 | 1 | Unknown | Unknown | 0 | Unknown | 0 | 0 | 0 | Unknown | Unknown | 0 | 0 | 0 | 0 | Unknown | Unknown | Unknown | N | N | 0 | Unknown |  | 0 | 0 | 0 | 0 | 0 | 100 | 0 | 0 | 0 |  | * |  |  | 1 | 1 | 1
09092203_09092204 | 0909 | 09092203 | 09092204 | XY N | P413489 TO P413490 | 3-#4_CU_B | 3-#4_CU_B | 37 | 37 | 40 | 80 | 0 | 30 | 0 | 243.1 | 0 | 0 | 1 | 1 | 1 | Unknown | Unknown | 0 | Unknown | 0 | 0 | 0 | Unknown | Unknown | 0 | 0 | 0 | 0 | Unknown | Unknown | Unknown | N | N | 0 | Unknown |  | 0 | 0 | 0 | 0 | 0 | 100 | 0 | 0 | 0 |  | * |  |  | 1 | 1 | 1
09092204_09092205 | 0909 | 09092204 | 09092205 | XY N | P413490 TO P413491 | 3-#4_CU_B | 3-#4_CU_B | 37 | 37 | 40 | 80 | 0 | 30 | 0 | 163.2 | 0 | 0 | 1 | 1 | 1 | Unknown | Unknown | 0 | Unknown | 0 | 0 | 0 | Unknown | Unknown | 0 | 0 | 0 | 0 | Unknown | Unknown | Unknown | N | N | 0 | Unknown |  | 0 | 0 | 0 | 0 | 0 | 100 | 0 | 0 | 0 |  | * |  |  | 1 | 1 | 1
09092205_09092206 | 0909 | 09092205 | 09092206 | XY N | P413491 TO P413493 | 3-#4_CU_B | 3-#4_CU_B | 37 | 37 | 40 | 80 | 0 | 30 | 0 | 110.7 | 0 | 0 | 1 | 1 | 1 | Unknown | Unknown | 0 | Unknown | 0 | 0 | 0 | Unknown | Unknown | 0 | 0 | 0 | 0 | Unknown | Unknown | Unknown | N | N | 0 | Unknown |  | 0 | 0 | 0 | 0 | 0 | 100 | 0 | 0 | 0 |  | * |  |  | 1 | 1 | 1
09092206_09092207 | 0909 | 09092206 | 09092207 | XY N | P413493 TO P413494 | 3-#4_CU_B | 3-#4_CU_B | 37 | 37 | 40 | 80 | 0 | 30 | 0 | 198.1 | 0 | 0 | 1 | 1 | 1 | Unknown | Unknown | 0 | Unknown | 0 | 0 | 0 | Unknown | Unknown | 0 | 0 | 0 | 0 | Unknown | Unknown | Unknown | N | N | 0 | Unknown |  | 0 | 0 | 0 | 0 | 0 | 100 | 0 | 0 | 0 |  | * |  |  | 1 | 1 | 1
090922A_09092201 | 0909 | 090922A | 09092201 | XY N | Z12839 TO P413487 | 3-#4_CU_B | 3-#4_CU_B | 37 | 37 | 40 | 80 | 0 | 30 | 0 | 103.7 | 0 | 0 | 1 | 1 | 1 | Unknown | Unknown | 0 | Unknown | 0 | 0 | 0 | Unknown | Unknown | 0 | 0 | 0 | 0 | Unknown | Unknown | Unknown | N | N | 0 | Unknown |  | 0 | 0 | 0 | 0 | 0 | 100 | 0 | 0 | 0 |  | * |  |  | 1 | 1 | 1
090923_090924 | 0909 | 090923 | 090924 | XYZN | Z817057 TO Z12838 | 3-3/0_AL_C | 3-3\0_AL_C | 37 | 37 | 40 | 80 | 0 | 30 | 0 | 203 | 0 | 0 | 1 | 1 | 1 | Unknown | Unknown | 0 | Unknown | 0 | 0 | 0 | Unknown | Unknown | 0 | 0 | 0 | 0 | Unknown | Unknown | Unknown | N | N | 0 | Unknown |  | 0 | 0 | 0 | 0 | 0 | 100 | 0 | 0 | 0 |  | * |  |  | 1 | 1 | 1
090924_090925 | 0909 | 090924 | 090925 | XYZN | Z12838 TO Z617248 | 3-3/0_AL_C | 3-3\0_AL_C | 37 | 37 | 40 | 80 | 0 | 30 | 0 | 235 | 0 | 0 | 1 | 1 | 1 | Unknown | Unknown | 0 | Unknown | 0 | 0 | 0 | Unknown | Unknown | 0 | 0 | 0 | 0 | Unknown | Unknown | Unknown | N | N | 0 | Unknown |  | 0 | 0 | 0 | 0 | 0 | 100 | 0 | 0 | 0 |  | * |  |  | 1 | 1 | 1
090925_09092501 | 0909 | 090925 | 09092501 | XYZN | Z617248 TO P617249 | 3-#2_AL_C | 3-#2_AL_C | 37 | 37 | 40 | 80 | 0 | 30 | 0 | 180 | 0 | 0 | 1 | 1 | 1 | Unknown | Unknown | 0 | Unknown | 0 | 0 | 0 | Unknown | Unknown | 0 | 0 | 0 | 0 | Unknown | Unknown | Unknown | N | N | 0 | Unknown |  | 0 | 0 | 0 | 0 | 0 | 100 | 0 | 0 | 0 |  | * |  |  | 1 | 1 | 1
090925_090926 | 0909 | 090925 | 090926 | XYZN | Z617248 TO Z12837 | 3-3/0_AL_C | 3-3\0_AL_C | 37 | 37 | 40 | 80 | 0 | 30 | 0 | 220 | 0 | 0 | 1 | 1 | 1 | Unknown | Unknown | 0 | Unknown | 0 | 0 | 0 | Unknown | Unknown | 0 | 0 | 0 | 0 | Unknown | Unknown | Unknown | N | N | 0 | Unknown |  | 0 | 0 | 0 | 0 | 0 | 100 | 0 | 0 | 0 |  | * |  |  | 1 | 1 | 1
09092501_09092502 | 0909 | 09092501 | 09092502 | XY N | P617249 TO P617250 | 3-#2_AL_B | 3-#2_AL_B | 37 | 37 | 40 | 80 | 0 | 30 | 0 | 236.1 | 0 | 0 | 1 | 1 | 1 | Unknown | Unknown | 0 | Unknown | 0 | 0 | 0 | Unknown | Unknown | 0 | 0 | 0 | 0 | Unknown | Unknown | Unknown | N | N | 0 | Unknown |  | 0 | 0 | 0 | 0 | 0 | 100 | 0 | 0 | 0 |  | * |  |  | 1 | 1 | 1
09092502_09092503 | 0909 | 09092502 | 09092503 | XY N | P617250 TO P617251 | 3-#2_AL_B | 3-#2_AL_B | 37 | 37 | 40 | 80 | 0 | 30 | 0 | 231.1 | 0 | 0 | 1 | 1 | 1 | Unknown | Unknown | 0 | Unknown | 0 | 0 | 0 | Unknown | Unknown | 0 | 0 | 0 | 0 | Unknown | Unknown | Unknown | N | N | 0 | Unknown |  | 0 | 0 | 0 | 0 | 0 | 100 | 0 | 0 | 0 |  | * |  |  | 1 | 1 | 1
090926_090927 | 0909 | 090926 | 090927 | XYZN | Z12837 TO Z817056 | 3-3/0_AL_C | 3-3\0_AL_C | 37 | 37 | 40 | 80 | 0 | 30 | 0 | 270 | 0 | 0 | 1 | 1 | 1 | Unknown | Unknown | 0 | Unknown | 0 | 0 | 0 | Unknown | Unknown | 0 | 0 | 0 | 0 | Unknown | Unknown | Unknown | N | N | 0 | Unknown |  | 0 | 0 | 0 | 0 | 0 | 100 | 0 | 0 | 0 |  | * |  |  | 1 | 1 | 1
090927_090928 | 0909 | 090927 | 090928 | XYZN | Z817056 TO Z12836 | 3-3/0_AL_C | 3-3\0_AL_C | 37 | 37 | 40 | 80 | 0 | 30 | 0 | 277 | 0 | 0 | 1 | 1 | 1 | Unknown | Unknown | 0 | Unknown | 0 | 0 | 0 | Unknown | Unknown | 0 | 0 | 0 | 0 | Unknown | Unknown | Unknown | N | N | 0 | Unknown |  | 0 | 0 | 0 | 0 | 0 | 100 | 0 | 0 | 0 |  | * |  |  | 1 | 1 | 1
090928_090929 | 0909 | 090928 | 090929 | XYZN | Z12836 TO Z817055 | 3-3/0_AL_C | 3-3\0_AL_C | 37 | 37 | 40 | 80 | 0 | 30 | 0 | 221 | 0 | 0 | 1 | 1 | 1 | Unknown | Unknown | 0 | Unknown | 0 | 0 | 0 | Unknown | Unknown | 0 | 0 | 0 | 0 | Unknown | Unknown | Unknown | N | N | 0 | Unknown |  | 0 | 0 | 0 | 0 | 0 | 100 | 0 | 0 | 0 |  | * |  |  | 1 | 1 | 1
090929_090930 | 0909 | 090929 | 090930 | XYZN | Z817055 TO Z12835 | 3-3/0_AL_C | 3-3\0_AL_C | 37 | 37 | 40 | 80 | 0 | 30 | 0 | 230 | 0 | 0 | 1 | 1 | 1 | Unknown | Unknown | 0 | Unknown | 0 | 0 | 0 | Unknown | Unknown | 0 | 0 | 0 | 0 | Unknown | Unknown | Unknown | N | N | 0 | Unknown |  | 0 | 0 | 0 | 0 | 0 | 100 | 0 | 0 | 0 |  | * |  |  | 1 | 1 | 1
09093_09094 | 0909 | 09093 | 09094 | XYZN | H119755 TO 909-1 | 1000AXLPEP | 1000AXLPEP | 37 | 37 | 40 | 80 | 0 | 30 | 0 | 210 | 0 | 0 | 1 | 1 | 1 | Unknown | Unknown | 0 | Unknown | 0 | 0 | 0 | Unknown | Unknown | 0 | 0 | 0 | 0 | Unknown | Unknown | Unknown | N | N | 0 | Unknown |  | 0 | 0 | 0 | 0 | 0 | 100 | 0 | 0 | 0 |  | * |  |  | 1 | 1 | 1
090930_09093001 | 0909 | 090930 | 09093001 | XYZN | Z12835 TO P316885 | 3-#6_CU_C | 3-#6_CU_C | 37 | 37 | 40 | 80 | 0 | 30 | 0 | 30 | 0 | 0 | 1 | 1 | 1 | Unknown | Unknown | 0 | Unknown | 0 | 0 | 0 | Unknown | Unknown | 0 | 0 | 0 | 0 | Unknown | Unknown | Unknown | N | N | 0 | Unknown |  | 0 | 0 | 0 | 0 | 0 | 100 | 0 | 0 | 0 |  | * |  |  | 1 | 1 | 1
090930_090931 | 0909 | 090930 | 090931 | XYZN | Z12835 TO Z817054 | 3-3/0_AL_C | 3-3\0_AL_C | 37 | 37 | 40 | 80 | 0 | 30 | 0 | 223 | 0 | 0 | 1 | 1 | 1 | Unknown | Unknown | 0 | Unknown | 0 | 0 | 0 | Unknown | Unknown | 0 | 0 | 0 | 0 | Unknown | Unknown | Unknown | N | N | 0 | Unknown |  | 0 | 0 | 0 | 0 | 0 | 100 | 0 | 0 | 0 |  | * |  |  | 1 | 1 | 1
09093001_09093002 | 0909 | 09093001 | 09093002 | XYZN | P316885 TO P216612 | 3-#6_CU_C | 3-#6_CU_C | 37 | 37 | 40 | 80 | 0 | 30 | 0 | 268 | 0 | 0 | 1 | 1 | 1 | Unknown | Unknown | 0 | Unknown | 0 | 0 | 0 | Unknown | Unknown | 0 | 0 | 0 | 0 | Unknown | Unknown | Unknown | N | N | 0 | Unknown |  | 0 | 0 | 0 | 0 | 0 | 100 | 0 | 0 | 0 |  | * |  |  | 1 | 1 | 1
09093002_09093003 | 0909 | 09093002 | 09093003 | XYZN | P216612 TO P216613 | 3-#6_CU_C | 3-#6_CU_C | 37 | 37 | 40 | 80 | 0 | 30 | 0 | 318 | 0 | 0 | 1 | 1 | 1 | Unknown | Unknown | 0 | Unknown | 0 | 0 | 0 | Unknown | Unknown | 0 | 0 | 0 | 0 | Unknown | Unknown | Unknown | N | N | 0 | Unknown |  | 0 | 0 | 0 | 0 | 0 | 100 | 0 | 0 | 0 |  | * |  |  | 1 | 1 | 1
09093003_09093004 | 0909 | 09093003 | 09093004 | XY N | P216613 TO P617232 | 3-#2_AL_B | 3-#2_AL_B | 37 | 37 | 40 | 80 | 0 | 30 | 0 | 122 | 0 | 0 | 1 | 1 | 1 | Unknown | Unknown | 0 | Unknown | 0 | 0 | 0 | Unknown | Unknown | 0 | 0 | 0 | 0 | Unknown | Unknown | Unknown | N | N | 0 | Unknown |  | 0 | 0 | 0 | 0 | 0 | 100 | 0 | 0 | 0 |  | * |  |  | 1 | 1 | 1
090931_090932 | 0909 | 090931 | 090932 | XYZN | Z817054 TO Z12834 | 3-3/0_AL_C | 3-3\0_AL_C | 37 | 37 | 40 | 80 | 0 | 30 | 0 | 221 | 0 | 0 | 1 | 1 | 1 | Unknown | Unknown | 0 | Unknown | 0 | 0 | 0 | Unknown | Unknown | 0 | 0 | 0 | 0 | Unknown | Unknown | Unknown | N | N | 0 | Unknown |  | 0 | 0 | 0 | 0 | 0 | 100 | 0 | 0 | 0 |  | * |  |  | 1 | 1 | 1
090932_09093201 | 0909 | 090932 | 09093201 | XYZN | Z12834 TO P16456 | 3-#6_CU_C | 3-#6_CU_C | 37 | 37 | 40 | 80 | 0 | 30 | 0 | 85.8 | 0 | 0 | 1 | 1 | 1 | Unknown | Unknown | 0 | Unknown | 0 | 0 | 0 | Unknown | Unknown | 0 | 0 | 0 | 0 | Unknown | Unknown | Unknown | N | N | 0 | Unknown |  | 0 | 0 | 0 | 0 | 0 | 100 | 0 | 0 | 0 |  | * |  |  | 1 | 1 | 1
090932_090933 | 0909 | 090932 | 090933 | XYZN | Z12834 TO Z12833 | 3-3/0_AL_C | 3-3\0_AL_C | 37 | 37 | 40 | 80 | 0 | 30 | 0 | 451.1 | 0 | 0 | 1 | 1 | 1 | Unknown | Unknown | 0 | Unknown | 0 | 0 | 0 | Unknown | Unknown | 0 | 0 | 0 | 0 | Unknown | Unknown | Unknown | N | N | 0 | Unknown |  | 0 | 0 | 0 | 0 | 0 | 100 | 0 | 0 | 0 |  | * |  |  | 1 | 1 | 1
09093201_09093202 | 0909 | 09093201 | 09093202 | XYZN | P16456 TO P511918 | 3-#6_CU_C | 3-#6_CU_C | 37 | 37 | 40 | 80 | 0 | 30 | 0 | 213.1 | 0 | 0 | 1 | 1 | 1 | Unknown | Unknown | 0 | Unknown | 0 | 0 | 0 | Unknown | Unknown | 0 | 0 | 0 | 0 | Unknown | Unknown | Unknown | N | N | 0 | Unknown |  | 0 | 0 | 0 | 0 | 0 | 100 | 0 | 0 | 0 |  | * |  |  | 1 | 1 | 1
09093202_09093203 | 0909 | 09093202 | 09093203 | XYZN | P511918 TO P16457 | 3-#6_CU_C | 3-#6_CU_C | 37 | 37 | 40 | 80 | 0 | 30 | 0 | 94 | 0 | 0 | 1 | 1 | 1 | Unknown | Unknown | 0 | Unknown | 0 | 0 | 0 | Unknown | Unknown | 0 | 0 | 0 | 0 | Unknown | Unknown | Unknown | N | N | 0 | Unknown |  | 0 | 0 | 0 | 0 | 0 | 100 | 0 | 0 | 0 |  | * |  |  | 1 | 1 | 1
09093203_09093204 | 0909 | 09093203 | 09093204 | XYZN | P16457 TO P16458 | 3-#6_CU_C | 3-#6_CU_C | 37 | 37 | 40 | 80 | 0 | 30 | 0 | 303.1 | 0 | 0 | 1 | 1 | 1 | Unknown | Unknown | 0 | Unknown | 0 | 0 | 0 | Unknown | Unknown | 0 | 0 | 0 | 0 | Unknown | Unknown | Unknown | N | N | 0 | Unknown |  | 0 | 0 | 0 | 0 | 0 | 100 | 0 | 0 | 0 |  | * |  |  | 1 | 1 | 1
09093204_09093205 | 0909 | 09093204 | 09093205 | XYZN | P16458 TO P16459 | 3-#6_CU_C | 3-#6_CU_C | 37 | 37 | 40 | 80 | 0 | 30 | 0 | 311.2 | 0 | 0 | 1 | 1 | 1 | Unknown | Unknown | 0 | Unknown | 0 | 0 | 0 | Unknown | Unknown | 0 | 0 | 0 | 0 | Unknown | Unknown | Unknown | N | N | 0 | Unknown |  | 0 | 0 | 0 | 0 | 0 | 100 | 0 | 0 | 0 |  | * |  |  | 1 | 1 | 1
09093205_09093206 | 0909 | 09093205 | 09093206 | XYZN | P16459 TO P16460 | 3-#6_CU_C | 3-#6_CU_C | 37 | 37 | 40 | 80 | 0 | 30 | 0 | 245 | 0 | 0 | 1 | 1 | 1 | Unknown | Unknown | 0 | Unknown | 0 | 0 | 0 | Unknown | Unknown | 0 | 0 | 0 | 0 | Unknown | Unknown | Unknown | N | N | 0 | Unknown |  | 0 | 0 | 0 | 0 | 0 | 100 | 0 | 0 | 0 |  | * |  |  | 1 | 1 | 1
09093206_09093207 | 0909 | 09093206 | 09093207 | XYZN | P16460 TO P16461 | 3-#6_CU_C | 3-#6_CU_C | 37 | 37 | 40 | 80 | 0 | 30 | 0 | 206 | 0 | 0 | 1 | 1 | 1 | Unknown | Unknown | 0 | Unknown | 0 | 0 | 0 | Unknown | Unknown | 0 | 0 | 0 | 0 | Unknown | Unknown | Unknown | N | N | 0 | Unknown |  | 0 | 0 | 0 | 0 | 0 | 100 | 0 | 0 | 0 |  | * |  |  | 1 | 1 | 1
09093207_09093208 | 0909 | 09093207 | 09093208 | XYZN | P16461 TO P16462 | 3-#6_CU_C | 3-#6_CU_C | 37 | 37 | 40 | 80 | 0 | 30 | 0 | 106.8 | 0 | 0 | 1 | 1 | 1 | Unknown | Unknown | 0 | Unknown | 0 | 0 | 0 | Unknown | Unknown | 0 | 0 | 0 | 0 | Unknown | Unknown | Unknown | N | N | 0 | Unknown |  | 0 | 0 | 0 | 0 | 0 | 100 | 0 | 0 | 0 |  | * |  |  | 1 | 1 | 1
09093208_09093209 | 0909 | 09093208 | 09093209 | XYZN | P16462 TO P16463 | 3-#2_AL_C | 3-#2_AL_C | 37 | 37 | 40 | 80 | 0 | 30 | 0 | 288.7 | 0 | 0 | 1 | 1 | 1 | Unknown | Unknown | 0 | Unknown | 0 | 0 | 0 | Unknown | Unknown | 0 | 0 | 0 | 0 | Unknown | Unknown | Unknown | N | N | 0 | Unknown |  | 0 | 0 | 0 | 0 | 0 | 100 | 0 | 0 | 0 |  | * |  |  | 1 | 1 | 1
09093208_09093216 | 0909 | 09093208 | 09093216 | XYZN | P16462 TO P16692 | 3-#6_CU_C | 3-#6_CU_C | 37 | 37 | 40 | 80 | 0 | 30 | 0 | 457.2 | 0 | 0 | 1 | 1 | 1 | Unknown | Unknown | 0 | Unknown | 0 | 0 | 0 | Unknown | Unknown | 0 | 0 | 0 | 0 | Unknown | Unknown | Unknown | N | N | 0 | Unknown |  | 0 | 0 | 0 | 0 | 0 | 100 | 0 | 0 | 0 |  | * |  |  | 1 | 1 | 1
09093209_09093210 | 0909 | 09093209 | 09093210 | XYZN | P16463 TO P810437 | 3-#2_AL_C | 3-#2_AL_C | 37 | 37 | 40 | 80 | 0 | 30 | 0 | 243.4 | 0 | 0 | 1 | 1 | 1 | Unknown | Unknown | 0 | Unknown | 0 | 0 | 0 | Unknown | Unknown | 0 | 0 | 0 | 0 | Unknown | Unknown | Unknown | N | N | 0 | Unknown |  | 0 | 0 | 0 | 0 | 0 | 100 | 0 | 0 | 0 |  | * |  |  | 1 | 1 | 1
09093210_09093211 | 0909 | 09093210 | 09093211 | XYZN | P810437 TO P108052 | 3-#2_AL_C | 3-#2_AL_C | 37 | 37 | 40 | 80 | 0 | 30 | 0 | 198.8 | 0 | 0 | 1 | 1 | 1 | Unknown | Unknown | 0 | Unknown | 0 | 0 | 0 | Unknown | Unknown | 0 | 0 | 0 | 0 | Unknown | Unknown | Unknown | N | N | 0 | Unknown |  | 0 | 0 | 0 | 0 | 0 | 100 | 0 | 0 | 0 |  | * |  |  | 1 | 1 | 1
09093211_09093212 | 0909 | 09093211 | 09093212 | XYZN | P108052 TO P108053 | 3-#2_AL_C | 3-#2_AL_C | 37 | 37 | 40 | 80 | 0 | 30 | 0 | 287 | 0 | 0 | 1 | 1 | 1 | Unknown | Unknown | 0 | Unknown | 0 | 0 | 0 | Unknown | Unknown | 0 | 0 | 0 | 0 | Unknown | Unknown | Unknown | N | N | 0 | Unknown |  | 0 | 0 | 0 | 0 | 0 | 100 | 0 | 0 | 0 |  | * |  |  | 1 | 1 | 1
09093212_09093213 | 0909 | 09093212 | 09093213 | XYZN | P108053 TO P108054 | 3-#2_AL_C | 3-#2_AL_C | 37 | 37 | 40 | 80 | 0 | 30 | 0 | 304 | 0 | 0 | 1 | 1 | 1 | Unknown | Unknown | 0 | Unknown | 0 | 0 | 0 | Unknown | Unknown | 0 | 0 | 0 | 0 | Unknown | Unknown | Unknown | N | N | 0 | Unknown |  | 0 | 0 | 0 | 0 | 0 | 100 | 0 | 0 | 0 |  | * |  |  | 1 | 1 | 1
09093213_09093214 | 0909 | 09093213 | 09093214 | XYZN | P108054 TO P108055 | 3-#2_AL_C | 3-#2_AL_C | 37 | 37 | 40 | 80 | 0 | 30 | 0 | 305 | 0 | 0 | 1 | 1 | 1 | Unknown | Unknown | 0 | Unknown | 0 | 0 | 0 | Unknown | Unknown | 0 | 0 | 0 | 0 | Unknown | Unknown | Unknown | N | N | 0 | Unknown |  | 0 | 0 | 0 | 0 | 0 | 100 | 0 | 0 | 0 |  | * |  |  | 1 | 1 | 1
09093214_09093215 | 0909 | 09093214 | 09093215 | XYZN | P108055 TO P108056 | 3-#2_AL_C | 3-#2_AL_C | 37 | 37 | 40 | 80 | 0 | 30 | 0 | 217 | 0 | 0 | 1 | 1 | 1 | Unknown | Unknown | 0 | Unknown | 0 | 0 | 0 | Unknown | Unknown | 0 | 0 | 0 | 0 | Unknown | Unknown | Unknown | N | N | 0 | Unknown |  | 0 | 0 | 0 | 0 | 0 | 100 | 0 | 0 | 0 |  | * |  |  | 1 | 1 | 1
090933_09093301 | 0909 | 090933 | 09093301 | XYZN | Z12833 TO P316886 | 3-#6_CU_C | 3-#6_CU_C | 37 | 37 | 40 | 80 | 0 | 30 | 0 | 47.5 | 0 | 0 | 1 | 1 | 1 | Unknown | Unknown | 0 | Unknown | 0 | 0 | 0 | Unknown | Unknown | 0 | 0 | 0 | 0 | Unknown | Unknown | Unknown | N | N | 0 | Unknown |  | 0 | 0 | 0 | 0 | 0 | 100 | 0 | 0 | 0 |  | * |  |  | 1 | 1 | 1
090933_090934 | 0909 | 090933 | 090934 | XYZN | Z12833 TO Z12832 | 3-3/0_AL_C | 3-3\0_AL_C | 37 | 37 | 40 | 80 | 0 | 30 | 0 | 456 | 0 | 0 | 1 | 1 | 1 | Unknown | Unknown | 0 | Unknown | 0 | 0 | 0 | Unknown | Unknown | 0 | 0 | 0 | 0 | Unknown | Unknown | Unknown | N | N | 0 | Unknown |  | 0 | 0 | 0 | 0 | 0 | 100 | 0 | 0 | 0 |  | * |  |  | 1 | 1 | 1
09093301_09093302 | 0909 | 09093301 | 09093302 | XYZN | P316886 TO P312470 | 3-#6_CU_C | 3-#6_CU_C | 37 | 37 | 40 | 80 | 0 | 30 | 0 | 123 | 0 | 0 | 1 | 1 | 1 | Unknown | Unknown | 0 | Unknown | 0 | 0 | 0 | Unknown | Unknown | 0 | 0 | 0 | 0 | Unknown | Unknown | Unknown | N | N | 0 | Unknown |  | 0 | 0 | 0 | 0 | 0 | 100 | 0 | 0 | 0 |  | * |  |  | 1 | 1 | 1
09093302_09093303 | 0909 | 09093302 | 09093303 | XY N | P312470 TO P711131 | 3-#2_AL_B | 3-#2_AL_B | 37 | 37 | 40 | 80 | 0 | 30 | 0 | 300 | 0 | 0 | 1 | 1 | 1 | Unknown | Unknown | 0 | Unknown | 0 | 0 | 0 | Unknown | Unknown | 0 | 0 | 0 | 0 | Unknown | Unknown | Unknown | N | N | 0 | Unknown |  | 0 | 0 | 0 | 0 | 0 | 100 | 0 | 0 | 0 |  | * |  |  | 1 | 1 | 1
09093303_09093304 | 0909 | 09093303 | 09093304 | XY N | P711131 TO P711132 | 3-#2_AL_B | 3-#2_AL_B | 37 | 37 | 40 | 80 | 0 | 30 | 0 | 285 | 0 | 0 | 1 | 1 | 1 | Unknown | Unknown | 0 | Unknown | 0 | 0 | 0 | Unknown | Unknown | 0 | 0 | 0 | 0 | Unknown | Unknown | Unknown | N | N | 0 | Unknown |  | 0 | 0 | 0 | 0 | 0 | 100 | 0 | 0 | 0 |  | * |  |  | 1 | 1 | 1
090934_090935 | 0909 | 090934 | 090935 | XYZN | Z12832 TO Z12831 | 3-3/0_AL_C | 3-3\0_AL_C | 37 | 37 | 40 | 80 | 0 | 30 | 0 | 419 | 0 | 0 | 1 | 1 | 1 | 3-3/0_AL_C | 3-3/0_AL_C | 0 | Unknown | 0 | 0 | 0 | Unknown | Unknown | 0 | 0 | 0 | 0 | Unknown | Unknown | Unknown | N | N | 0 | Unknown |  | 0 | 0 | 0 | 0 | 0 | 100 | 0 | 0 | 0 |  | * |  |  | 1 | 1 | 1
090935_090936 | 0909 | 090935 | 090936 | XYZN | Z12831 TO Z112706 | 3-3/0_AL_C | 3-3\0_AL_C | 37 | 37 | 40 | 80 | 0 | 30 | 0 | 243 | 0 | 0 | 1 | 1 | 1 | 3-3/0_AL_C | 3-3/0_AL_C | 0 | Unknown | 0 | 0 | 0 | Unknown | Unknown | 0 | 0 | 0 | 0 | Unknown | Unknown | Unknown | N | N | 0 | Unknown |  | 0 | 0 | 0 | 0 | 0 | 100 | 0 | 0 | 0 |  | * |  |  | 1 | 1 | 1
090936_090937 | 0909 | 090936 | 090937 | XYZN | Z112706 TO Z12830 | 3-3/0_AL_C | 3-3\0_AL_C | 37 | 37 | 40 | 80 | 0 | 30 | 0 | 235.1 | 0 | 0 | 1 | 1 | 1 | Unknown | Unknown | 0 | Unknown | 0 | 0 | 0 | Unknown | Unknown | 0 | 0 | 0 | 0 | Unknown | Unknown | Unknown | N | N | 0 | Unknown |  | 0 | 0 | 0 | 0 | 0 | 100 | 0 | 0 | 0 |  | * |  |  | 1 | 1 | 1
090937_09093701 | 0909 | 090937 | 09093701 | XYZN | Z12830 TO P16448 | 3-#6_CU_C | 3-#6_CU_C | 37 | 37 | 40 | 80 | 0 | 30 | 0 | 170.7 | 0 | 0 | 1 | 1 | 1 | Unknown | Unknown | 0 | Unknown | 0 | 0 | 0 | Unknown | Unknown | 0 | 0 | 0 | 0 | Unknown | Unknown | Unknown | N | N | 0 | Unknown |  | 0 | 0 | 0 | 0 | 0 | 100 | 0 | 0 | 0 |  | * |  |  | 1 | 1 | 1
090937_090938 | 0909 | 090937 | 090938 | XYZN | Z12830 TO Z112707 | 3-3/0_AL_C | 3-3\0_AL_C | 37 | 37 | 40 | 80 | 0 | 30 | 0 | 216.4 | 0 | 0 | 1 | 1 | 1 | Unknown | Unknown | 0 | Unknown | 0 | 0 | 0 | Unknown | Unknown | 0 | 0 | 0 | 0 | Unknown | Unknown | Unknown | N | N | 0 | Unknown |  | 0 | 0 | 0 | 0 | 0 | 100 | 0 | 0 | 0 |  | * |  |  | 1 | 1 | 1
09093701_09093702 | 0909 | 09093701 | 09093702 | XYZN | P16448 TO P16449 | 3-#6_CU_C | 3-#6_CU_C | 37 | 37 | 40 | 80 | 0 | 30 | 0 | 325.4 | 0 | 0 | 1 | 1 | 1 | Unknown | Unknown | 0 | Unknown | 0 | 0 | 0 | Unknown | Unknown | 0 | 0 | 0 | 0 | Unknown | Unknown | Unknown | N | N | 0 | Unknown |  | 0 | 0 | 0 | 0 | 0 | 100 | 0 | 0 | 0 |  | * |  |  | 1 | 1 | 1
09093702A_09093703 | 0909 | 09093702A | 09093703 | XYZN | P16449 TO P16450 | 3-#6_CU_C | 3-#6_CU_C | 37 | 37 | 40 | 80 | 0 | 30 | 0 | 333.6 | 0 | 0 | 1 | 1 | 1 | Unknown | Unknown | 0 | Unknown | 0 | 0 | 0 | Unknown | Unknown | 0 | 0 | 0 | 0 | Unknown | Unknown | Unknown | N | N | 0 | Unknown |  | 0 | 0 | 0 | 0 | 0 | 100 | 0 | 0 | 0 |  | * |  |  | 1 | 1 | 1
09093703_09093704 | 0909 | 09093703 | 09093704 | XYZN | P16450 TO P16451 | 3-#6_CU_C | 3-#6_CU_C | 37 | 37 | 40 | 80 | 0 | 30 | 0 | 368.1 | 0 | 0 | 1 | 1 | 1 | Unknown | Unknown | 0 | Unknown | 0 | 0 | 0 | Unknown | Unknown | 0 | 0 | 0 | 0 | Unknown | Unknown | Unknown | N | N | 0 | Unknown |  | 0 | 0 | 0 | 0 | 0 | 100 | 0 | 0 | 0 |  | * |  |  | 1 | 1 | 1
09093704_09093705 | 0909 | 09093704 | 09093705 | XYZN | P16451 TO P16452 | 3-#6_CU_C | 3-#6_CU_C | 37 | 37 | 40 | 80 | 0 | 30 | 0 | 359.1 | 0 | 0 | 1 | 1 | 1 | Unknown | Unknown | 0 | Unknown | 0 | 0 | 0 | Unknown | Unknown | 0 | 0 | 0 | 0 | Unknown | Unknown | Unknown | N | N | 0 | Unknown |  | 0 | 0 | 0 | 0 | 0 | 100 | 0 | 0 | 0 |  | * |  |  | 1 | 1 | 1
09093705_09093706 | 0909 | 09093705 | 09093706 | XYZN | P16452 TO P16453 | 3-#6_CU_C | 3-#6_CU_C | 37 | 37 | 40 | 80 | 0 | 30 | 0 | 287.9 | 0 | 0 | 1 | 1 | 1 | Unknown | Unknown | 0 | Unknown | 0 | 0 | 0 | Unknown | Unknown | 0 | 0 | 0 | 0 | Unknown | Unknown | Unknown | N | N | 0 | Unknown |  | 0 | 0 | 0 | 0 | 0 | 100 | 0 | 0 | 0 |  | * |  |  | 1 | 1 | 1
09093706_09093707 | 0909 | 09093706 | 09093707 | XYZN | P16453 TO P113691 | 3-#6_CU_C | 3-#6_CU_C | 37 | 37 | 40 | 80 | 0 | 30 | 0 | 149.7 | 0 | 0 | 1 | 1 | 1 | Unknown | Unknown | 0 | Unknown | 0 | 0 | 0 | Unknown | Unknown | 0 | 0 | 0 | 0 | Unknown | Unknown | Unknown | N | N | 0 | Unknown |  | 0 | 0 | 0 | 0 | 0 | 100 | 0 | 0 | 0 |  | * |  |  | 1 | 1 | 1
09093707_09093708 | 0909 | 09093707 | 09093708 | XYZN | P113691 TO P113692 | 3-#6_CU_C | 3-#6_CU_C | 37 | 37 | 40 | 80 | 0 | 30 | 0 | 266 | 0 | 0 | 1 | 1 | 1 | Unknown | Unknown | 0 | Unknown | 0 | 0 | 0 | Unknown | Unknown | 0 | 0 | 0 | 0 | Unknown | Unknown | Unknown | N | N | 0 | Unknown |  | 0 | 0 | 0 | 0 | 0 | 100 | 0 | 0 | 0 |  | * |  |  | 1 | 1 | 1
09093708_09093709 | 0909 | 09093708 | 09093709 | XYZN | P113692 TO P113693 | 3-#6_CU_C | 3-#6_CU_C | 37 | 37 | 40 | 80 | 0 | 30 | 0 | 248.1 | 0 | 0 | 1 | 1 | 1 | Unknown | Unknown | 0 | Unknown | 0 | 0 | 0 | Unknown | Unknown | 0 | 0 | 0 | 0 | Unknown | Unknown | Unknown | N | N | 0 | Unknown |  | 0 | 0 | 0 | 0 | 0 | 100 | 0 | 0 | 0 |  | * |  |  | 1 | 1 | 1
09093709_09093710 | 0909 | 09093709 | 09093710 | X ZN | P113693 TO P113694 | 3-#6_CU_B | 3-#6_CU_B | 37 | 37 | 40 | 80 | 0 | 30 | 0 | 336 | 0 | 0 | 1 | 1 | 1 | Unknown | Unknown | 0 | Unknown | 0 | 0 | 0 | Unknown | Unknown | 0 | 0 | 0 | 0 | Unknown | Unknown | Unknown | N | N | 0 | Unknown |  | 0 | 0 | 0 | 0 | 0 | 100 | 0 | 0 | 0 |  | * |  |  | 1 | 1 | 1
09093709_09093715 | 0909 | 09093709 | 09093715 | XYZN | P113693 TO P214834 | 3-#6_CU_C | 3-#6_CU_C | 37 | 37 | 40 | 80 | 0 | 30 | 0 | 283 | 0 | 0 | 1 | 1 | 1 | Unknown | Unknown | 0 | Unknown | 0 | 0 | 0 | Unknown | Unknown | 0 | 0 | 0 | 0 | Unknown | Unknown | Unknown | N | N | 0 | Unknown |  | 0 | 0 | 0 | 0 | 0 | 100 | 0 | 0 | 0 |  | * |  |  | 1 | 1 | 1
09093709_09093719 | 0909 | 09093709 | 09093719 | XYZN | P113693 TO P119902 | 3-#6_CU_C | 3-#6_CU_C | 37 | 37 | 40 | 80 | 0 | 30 | 0 | 363.1 | 0 | 0 | 1 | 1 | 1 | Unknown | Unknown | 0 | Unknown | 0 | 0 | 0 | Unknown | Unknown | 0 | 0 | 0 | 0 | Unknown | Unknown | Unknown | N | N | 0 | Unknown |  | 0 | 0 | 0 | 0 | 0 | 100 | 0 | 0 | 0 |  | * |  |  | 1 | 1 | 1
09093710_09093711 | 0909 | 09093710 | 09093711 | X ZN | P113694 TO P216569 | 3-#6_CU_B | 3-#6_CU_B | 37 | 37 | 40 | 80 | 0 | 30 | 0 | 173.1 | 0 | 0 | 1 | 1 | 1 | Unknown | Unknown | 0 | Unknown | 0 | 0 | 0 | Unknown | Unknown | 0 | 0 | 0 | 0 | Unknown | Unknown | Unknown | N | N | 0 | Unknown |  | 0 | 0 | 0 | 0 | 0 | 100 | 0 | 0 | 0 |  | * |  |  | 1 | 1 | 1
09093710_09093713 | 0909 | 09093710 | 09093713 | X ZN | P113694 TO P815798 | 3-#2_AL_B | 3-#2_AL_B | 37 | 37 | 40 | 80 | 0 | 30 | 0 | 291.7 | 0 | 0 | 1 | 1 | 1 | Unknown | Unknown | 0 | Unknown | 0 | 0 | 0 | Unknown | Unknown | 0 | 0 | 0 | 0 | Unknown | Unknown | Unknown | N | N | 0 | Unknown |  | 0 | 0 | 0 | 0 | 0 | 100 | 0 | 0 | 0 |  | * |  |  | 1 | 1 | 1
09093711_09093712 | 0909 | 09093711 | 09093712 | X ZN | P216569 TO P113695 | 3-#6_CU_B | 3-#6_CU_B | 37 | 37 | 40 | 80 | 0 | 30 | 0 | 183.4 | 0 | 0 | 1 | 1 | 1 | Unknown | Unknown | 0 | Unknown | 0 | 0 | 0 | Unknown | Unknown | 0 | 0 | 0 | 0 | Unknown | Unknown | Unknown | N | N | 0 | Unknown |  | 0 | 0 | 0 | 0 | 0 | 100 | 0 | 0 | 0 |  | * |  |  | 1 | 1 | 1
09093713_09093714 | 0909 | 09093713 | 09093714 | X ZN | P815798 TO P815799 | 3-#2_AL_B | 3-#2_AL_B | 37 | 37 | 40 | 80 | 0 | 30 | 0 | 296.3 | 0 | 0 | 1 | 1 | 1 | Unknown | Unknown | 0 | Unknown | 0 | 0 | 0 | Unknown | Unknown | 0 | 0 | 0 | 0 | Unknown | Unknown | Unknown | N | N | 0 | Unknown |  | 0 | 0 | 0 | 0 | 0 | 100 | 0 | 0 | 0 |  | * |  |  | 1 | 1 | 1
09093715_09093716 | 0909 | 09093715 | 09093716 | XYZN | P214834 TO P214835 | 3-#6_CU_C | 3-#6_CU_C | 37 | 37 | 40 | 80 | 0 | 30 | 0 | 363.1 | 0 | 0 | 1 | 1 | 1 | Unknown | Unknown | 0 | Unknown | 0 | 0 | 0 | Unknown | Unknown | 0 | 0 | 0 | 0 | Unknown | Unknown | Unknown | N | N | 0 | Unknown |  | 0 | 0 | 0 | 0 | 0 | 100 | 0 | 0 | 0 |  | * |  |  | 1 | 1 | 1
09093716_09093717 | 0909 | 09093716 | 09093717 | YZN | P214835 TO P610702 | 3-#2A5005C | 3-#2A5005C | 37 | 37 | 40 | 80 | 0 | 30 | 0 | 292 | 0 | 0 | 1 | 1 | 1 | Unknown | Unknown | 0 | Unknown | 0 | 0 | 0 | Unknown | Unknown | 0 | 0 | 0 | 0 | Unknown | Unknown | Unknown | N | N | 0 | Unknown |  | 0 | 0 | 0 | 0 | 0 | 100 | 0 | 0 | 0 |  | * |  |  | 1 | 1 | 1
09093717_09093718 | 0909 | 09093717 | 09093718 | YZN | P610702 TO P610703 | 3-#2A5005C | 3-#2A5005C | 37 | 37 | 40 | 80 | 0 | 30 | 0 | 237 | 0 | 0 | 1 | 1 | 1 | Unknown | Unknown | 0 | Unknown | 0 | 0 | 0 | Unknown | Unknown | 0 | 0 | 0 | 0 | Unknown | Unknown | Unknown | N | N | 0 | Unknown |  | 0 | 0 | 0 | 0 | 0 | 100 | 0 | 0 | 0 |  | * |  |  | 1 | 1 | 1
09093719_09093720 | 0909 | 09093719 | 09093720 | XYZN | P119902 TO P119903 | 3-#6_CU_C | 3-#6_CU_C | 37 | 37 | 40 | 80 | 0 | 30 | 0 | 386 | 0 | 0 | 1 | 1 | 1 | Unknown | Unknown | 0 | Unknown | 0 | 0 | 0 | Unknown | Unknown | 0 | 0 | 0 | 0 | Unknown | Unknown | Unknown | N | N | 0 | Unknown |  | 0 | 0 | 0 | 0 | 0 | 100 | 0 | 0 | 0 |  | * |  |  | 1 | 1 | 1
09093720_09093721 | 0909 | 09093720 | 09093721 | XYZN | P119903 TO P710641 | 3-#6_CU_C | 3-#6_CU_C | 37 | 37 | 40 | 80 | 0 | 30 | 0 | 155.9 | 0 | 0 | 1 | 1 | 1 | Unknown | Unknown | 0 | Unknown | 0 | 0 | 0 | Unknown | Unknown | 0 | 0 | 0 | 0 | Unknown | Unknown | Unknown | N | N | 0 | Unknown |  | 0 | 0 | 0 | 0 | 0 | 100 | 0 | 0 | 0 |  | * |  |  | 1 | 1 | 1
09093720_09093722 | 0909 | 09093720 | 09093722 | XYZN | P119903 TO P617174 | 3-#2_AL_C | 3-#2_AL_C | 37 | 37 | 40 | 80 | 0 | 30 | 0 | 128 | 0 | 0 | 1 | 1 | 1 | Unknown | Unknown | 0 | Unknown | 0 | 0 | 0 | Unknown | Unknown | 0 | 0 | 0 | 0 | Unknown | Unknown | Unknown | N | N | 0 | Unknown |  | 0 | 0 | 0 | 0 | 0 | 100 | 0 | 0 | 0 |  | * |  |  | 1 | 1 | 1
09093720_09093725 | 0909 | 09093720 | 09093725 | XYZN | P119903 TO P119904 | 3-#6_CU_C | 3-#6_CU_C | 37 | 37 | 40 | 80 | 0 | 30 | 0 | 91 | 0 | 0 | 1 | 1 | 1 | Unknown | Unknown | 0 | Unknown | 0 | 0 | 0 | Unknown | Unknown | 0 | 0 | 0 | 0 | Unknown | Unknown | Unknown | N | N | 0 | Unknown |  | 0 | 0 | 0 | 0 | 0 | 100 | 0 | 0 | 0 |  | * |  |  | 1 | 1 | 1
09093722_09093723 | 0909 | 09093722 | 09093723 | XYZN | P617174 TO P711688 | 3-#2_AL_C | 3-#2_AL_C | 37 | 37 | 40 | 80 | 0 | 30 | 0 | 226 | 0 | 0 | 1 | 1 | 1 | Unknown | Unknown | 0 | Unknown | 0 | 0 | 0 | Unknown | Unknown | 0 | 0 | 0 | 0 | Unknown | Unknown | Unknown | N | N | 0 | Unknown |  | 0 | 0 | 0 | 0 | 0 | 100 | 0 | 0 | 0 |  | * |  |  | 1 | 1 | 1
09093723_09093724 | 0909 | 09093723 | 09093724 | XYZN | P711688 TO P618159 | 3-#2_AL_C | 3-#2_AL_C | 37 | 37 | 40 | 80 | 0 | 30 | 0 | 284 | 0 | 0 | 1 | 1 | 1 | Unknown | Unknown | 0 | Unknown | 0 | 0 | 0 | Unknown | Unknown | 0 | 0 | 0 | 0 | Unknown | Unknown | Unknown | N | N | 0 | Unknown |  | 0 | 0 | 0 | 0 | 0 | 100 | 0 | 0 | 0 |  | * |  |  | 1 | 1 | 1
09093725_09093726 | 0909 | 09093725 | 09093726 | XY N | P119904 TO P412250 | 3-#4_CU_B | 3-#4_CU_B | 37 | 37 | 40 | 80 | 0 | 30 | 0 | 93.7 | 0 | 0 | 1 | 1 | 1 | Unknown | Unknown | 0 | Unknown | 0 | 0 | 0 | Unknown | Unknown | 0 | 0 | 0 | 0 | Unknown | Unknown | Unknown | N | N | 0 | Unknown |  | 0 | 0 | 0 | 0 | 0 | 100 | 0 | 0 | 0 |  | * |  |  | 1 | 1 | 1
09093725_09093732 | 0909 | 09093725 | 09093732 | XYZN | P119904 TO P119905 | 3-#6_CU_C | 3-#6_CU_C | 37 | 37 | 40 | 80 | 0 | 30 | 0 | 242 | 0 | 0 | 1 | 1 | 1 | Unknown | Unknown | 0 | Unknown | 0 | 0 | 0 | Unknown | Unknown | 0 | 0 | 0 | 0 | Unknown | Unknown | Unknown | N | N | 0 | Unknown |  | 0 | 0 | 0 | 0 | 0 | 100 | 0 | 0 | 0 |  | * |  |  | 1 | 1 | 1
09093725_09093760 | 0909 | 09093725 | 09093760 | YZN | P119904 TO P615168 | 3-#2A5005C | 3-#2A5005C | 37 | 37 | 40 | 80 | 0 | 30 | 0 | 144.1 | 0 | 0 | 1 | 1 | 1 | Unknown | Unknown | 0 | Unknown | 0 | 0 | 0 | Unknown | Unknown | 0 | 0 | 0 | 0 | Unknown | Unknown | Unknown | N | N | 0 | Unknown |  | 0 | 0 | 0 | 0 | 0 | 100 | 0 | 0 | 0 |  | * |  |  | 1 | 1 | 1
09093726_09093727 | 0909 | 09093726 | 09093727 | XY N | P412250 TO P412251 | 3-#4_CU_B | 3-#4_CU_B | 37 | 37 | 40 | 80 | 0 | 30 | 0 | 348 | 0 | 0 | 1 | 1 | 1 | Unknown | Unknown | 0 | Unknown | 0 | 0 | 0 | Unknown | Unknown | 0 | 0 | 0 | 0 | Unknown | Unknown | Unknown | N | N | 0 | Unknown |  | 0 | 0 | 0 | 0 | 0 | 100 | 0 | 0 | 0 |  | * |  |  | 1 | 1 | 1
09093727_09093728 | 0909 | 09093727 | 09093728 | XY N | P412251 TO P715008 | 3-#2_AL_B | 3-#2_AL_B | 37 | 37 | 40 | 80 | 0 | 30 | 0 | 401.3 | 0 | 0 | 1 | 1 | 1 | Unknown | Unknown | 0 | Unknown | 0 | 0 | 0 | Unknown | Unknown | 0 | 0 | 0 | 0 | Unknown | Unknown | Unknown | N | N | 0 | Unknown |  | 0 | 0 | 0 | 0 | 0 | 100 | 0 | 0 | 0 |  | * |  |  | 1 | 1 | 1
09093728_09093729 | 0909 | 09093728 | 09093729 | XY N | P715008 TO P32884 | 3-#2_AL_B | 3-#2_AL_B | 37 | 37 | 40 | 80 | 0 | 30 | 0 | 345.1 | 0 | 0 | 1 | 1 | 1 | Unknown | Unknown | 0 | Unknown | 0 | 0 | 0 | Unknown | Unknown | 0 | 0 | 0 | 0 | Unknown | Unknown | Unknown | N | N | 0 | Unknown |  | 0 | 0 | 0 | 0 | 0 | 100 | 0 | 0 | 0 |  | * |  |  | 1 | 1 | 1
09093729_09093730 | 0909 | 09093729 | 09093730 | XY N | P32884 TO P166155 | 3-#2_AL_B | 3-#2_AL_B | 37 | 37 | 40 | 80 | 0 | 30 | 0 | 200.3 | 0 | 0 | 1 | 1 | 1 | Unknown | Unknown | 0 | Unknown | 0 | 0 | 0 | Unknown | Unknown | 0 | 0 | 0 | 0 | Unknown | Unknown | Unknown | N | N | 0 | Unknown |  | 0 | 0 | 0 | 0 | 0 | 100 | 0 | 0 | 0 |  | * |  |  | 1 | 1 | 1
09093730A_09093731 | 0909 | 09093730A | 09093731 | XY N | P166155 TO D137838 | 1C#2SAPECN | 1C#2SAPECN | 37 | 37 | 40 | 80 | 0 | 30 | 0 | 344 | 0 | 0 | 1 | 1 | 1 | Unknown | Unknown | 0 | Unknown | 0 | 0 | 0 | Unknown | Unknown | 0 | 0 | 0 | 0 | Unknown | Unknown | Unknown | N | N | 0 | Unknown |  | 0 | 0 | 0 | 0 | 0 | 100 | 0 | 0 | 0 |  | * |  |  | 1 | 1 | 1
09093732_09093733 | 0909 | 09093732 | 09093733 | XYZN | P119905 TO P119906 | 3-#6_CU_C | 3-#6_CU_C | 37 | 37 | 40 | 80 | 0 | 30 | 0 | 186 | 0 | 0 | 1 | 1 | 1 | Unknown | Unknown | 0 | Unknown | 0 | 0 | 0 | Unknown | Unknown | 0 | 0 | 0 | 0 | Unknown | Unknown | Unknown | N | N | 0 | Unknown |  | 0 | 0 | 0 | 0 | 0 | 100 | 0 | 0 | 0 |  | * |  |  | 1 | 1 | 1
09093733_09093734 | 0909 | 09093733 | 09093734 | XYZN | P119906 TO P119907 | 3-#6_CU_C | 3-#6_CU_C | 37 | 37 | 40 | 80 | 0 | 30 | 0 | 531 | 0 | 0 | 1 | 1 | 1 | Unknown | Unknown | 0 | Unknown | 0 | 0 | 0 | Unknown | Unknown | 0 | 0 | 0 | 0 | Unknown | Unknown | Unknown | N | N | 0 | Unknown |  | 0 | 0 | 0 | 0 | 0 | 100 | 0 | 0 | 0 |  | * |  |  | 1 | 1 | 1
09093733_09093755 | 0909 | 09093733 | 09093755 | XYZN | P119906 TO P714042 | 3-#2_AL_C | 3-#2_AL_C | 37 | 37 | 40 | 80 | 0 | 30 | 0 | 114 | 0 | 0 | 1 | 1 | 1 | Unknown | Unknown | 0 | Unknown | 0 | 0 | 0 | Unknown | Unknown | 0 | 0 | 0 | 0 | Unknown | Unknown | Unknown | N | N | 0 | Unknown |  | 0 | 0 | 0 | 0 | 0 | 100 | 0 | 0 | 0 |  | * |  |  | 1 | 1 | 1
09093734_09093735 | 0909 | 09093734 | 09093735 | XYZN | P119907 TO P219946 | 3-#6_CU_C | 3-#6_CU_C | 37 | 37 | 40 | 80 | 0 | 30 | 0 | 253 | 0 | 0 | 1 | 1 | 1 | Unknown | Unknown | 0 | Unknown | 0 | 0 | 0 | Unknown | Unknown | 0 | 0 | 0 | 0 | Unknown | Unknown | Unknown | N | N | 0 | Unknown |  | 0 | 0 | 0 | 0 | 0 | 100 | 0 | 0 | 0 |  | * |  |  | 1 | 1 | 1
09093735_09093736 | 0909 | 09093735 | 09093736 | XYZN | P219946 TO P119908 | 3-#6_CU_C | 3-#6_CU_C | 37 | 37 | 40 | 80 | 0 | 30 | 0 | 167 | 0 | 0 | 1 | 1 | 1 | 3-#6_CU_C | 3-#6_CU_C | 0 | Unknown | 0 | 0 | 0 | Unknown | Unknown | 0 | 0 | 0 | 0 | Unknown | Unknown | Unknown | N | N | 0 | Unknown |  | 0 | 0 | 0 | 0 | 0 | 100 | 0 | 0 | 0 |  | * |  |  | 1 | 1 | 1
09093736_09093737 | 0909 | 09093736 | 09093737 | XYZN | P119908 TO P119909 | 3-#6_CU_C | 3-#6_CU_C | 37 | 37 | 40 | 80 | 0 | 30 | 0 | 311.3 | 0 | 0 | 1 | 1 | 1 | Unknown | Unknown | 0 | Unknown | 0 | 0 | 0 | Unknown | Unknown | 0 | 0 | 0 | 0 | Unknown | Unknown | Unknown | N | N | 0 | Unknown |  | 0 | 0 | 0 | 0 | 0 | 100 | 0 | 0 | 0 |  | * |  |  | 1 | 1 | 1
09093736_09093739 | 0909 | 09093736 | 09093739 | XYZN | P119908 TO P616726 | 3-#2_AL_C | 3-#2_AL_C | 37 | 37 | 40 | 80 | 0 | 30 | 0 | 293 | 0 | 0 | 1 | 1 | 1 | Unknown | Unknown | 0 | Unknown | 0 | 0 | 0 | Unknown | Unknown | 0 | 0 | 0 | 0 | Unknown | Unknown | Unknown | N | N | 0 | Unknown |  | 0 | 0 | 0 | 0 | 0 | 100 | 0 | 0 | 0 |  | * |  |  | 1 | 1 | 1
09093736_09093753 | 0909 | 09093736 | 09093753 | XYZN | P119908 TO P214614 | 3-#6_CU_C | 3-#6_CU_C | 37 | 37 | 40 | 80 | 0 | 30 | 0 | 237.4 | 0 | 0 | 1 | 1 | 1 | Unknown | Unknown | 0 | Unknown | 0 | 0 | 0 | Unknown | Unknown | 0 | 0 | 0 | 0 | Unknown | Unknown | Unknown | N | N | 0 | Unknown |  | 0 | 0 | 0 | 0 | 0 | 100 | 0 | 0 | 0 |  | * |  |  | 1 | 1 | 1
09093737_09093738 | 0909 | 09093737 | 09093738 | X ZN | P119909 TO P11996 | 3-#6_CU_B | 3-#6_CU_B | 37 | 37 | 40 | 80 | 0 | 30 | 0 | 284.4 | 0 | 0 | 1 | 1 | 1 | Unknown | Unknown | 0 | Unknown | 0 | 0 | 0 | Unknown | Unknown | 0 | 0 | 0 | 0 | Unknown | Unknown | Unknown | N | N | 0 | Unknown |  | 0 | 0 | 0 | 0 | 0 | 100 | 0 | 0 | 0 |  | * |  |  | 1 | 1 | 1
09093739_09093740 | 0909 | 09093739 | 09093740 | XYZN | P616726 TO P617176 | 3-#2_AL_C | 3-#2_AL_C | 37 | 37 | 40 | 80 | 0 | 30 | 0 | 285.1 | 0 | 0 | 1 | 1 | 1 | Unknown | Unknown | 0 | Unknown | 0 | 0 | 0 | Unknown | Unknown | 0 | 0 | 0 | 0 | Unknown | Unknown | Unknown | N | N | 0 | Unknown |  | 0 | 0 | 0 | 0 | 0 | 100 | 0 | 0 | 0 |  | * |  |  | 1 | 1 | 1
09093740_09093741 | 0909 | 09093740 | 09093741 | XYZN | P617176 TO P617177 | 3-#2_AL_C | 3-#2_AL_C | 37 | 37 | 40 | 80 | 0 | 30 | 0 | 297.2 | 0 | 0 | 1 | 1 | 1 | Unknown | Unknown | 0 | Unknown | 0 | 0 | 0 | Unknown | Unknown | 0 | 0 | 0 | 0 | Unknown | Unknown | Unknown | N | N | 0 | Unknown |  | 0 | 0 | 0 | 0 | 0 | 100 | 0 | 0 | 0 |  | * |  |  | 1 | 1 | 1
09093741_09093742 | 0909 | 09093741 | 09093742 | XYZN | P617177 TO P617178 | 3-#2_AL_C | 3-#2_AL_C | 37 | 37 | 40 | 80 | 0 | 30 | 0 | 284.2 | 0 | 0 | 1 | 1 | 1 | Unknown | Unknown | 0 | Unknown | 0 | 0 | 0 | Unknown | Unknown | 0 | 0 | 0 | 0 | Unknown | Unknown | Unknown | N | N | 0 | Unknown |  | 0 | 0 | 0 | 0 | 0 | 100 | 0 | 0 | 0 |  | * |  |  | 1 | 1 | 1
09093742_09093743 | 0909 | 09093742 | 09093743 | XYZN | P617178 TO P617179 | 3-#2_AL_C | 3-#2_AL_C | 37 | 37 | 40 | 80 | 0 | 30 | 0 | 285.2 | 0 | 0 | 1 | 1 | 1 | Unknown | Unknown | 0 | Unknown | 0 | 0 | 0 | Unknown | Unknown | 0 | 0 | 0 | 0 | Unknown | Unknown | Unknown | N | N | 0 | Unknown |  | 0 | 0 | 0 | 0 | 0 | 100 | 0 | 0 | 0 |  | * |  |  | 1 | 1 | 1
09093742_09093749 | 0909 | 09093742 | 09093749 | XYZN | P617178 TO P617944 | 3-#2_AL_C | 3-#2_AL_C | 37 | 37 | 40 | 80 | 0 | 30 | 0 | 107.3 | 0 | 0 | 1 | 1 | 1 | Unknown | Unknown | 0 | Unknown | 0 | 0 | 0 | Unknown | Unknown | 0 | 0 | 0 | 0 | Unknown | Unknown | Unknown | N | N | 0 | Unknown |  | 0 | 0 | 0 | 0 | 0 | 100 | 0 | 0 | 0 |  | * |  |  | 1 | 1 | 1
09093743_09093744 | 0909 | 09093743 | 09093744 | XYZN | P617179 TO P213044 | 3-#2_AL_C | 3-#2_AL_C | 37 | 37 | 40 | 80 | 0 | 30 | 0 | 284.1 | 0 | 0 | 1 | 1 | 1 | Unknown | Unknown | 0 | Unknown | 0 | 0 | 0 | Unknown | Unknown | 0 | 0 | 0 | 0 | Unknown | Unknown | Unknown | N | N | 0 | Unknown |  | 0 | 0 | 0 | 0 | 0 | 100 | 0 | 0 | 0 |  | * |  |  | 1 | 1 | 1
09093744_09093745 | 0909 | 09093744 | 09093745 | XYZN | P213044 TO P213045 | 3-#6_CU_C | 3-#6_CU_C | 37 | 37 | 40 | 80 | 0 | 30 | 0 | 314.9 | 0 | 0 | 1 | 1 | 1 | Unknown | Unknown | 0 | Unknown | 0 | 0 | 0 | Unknown | Unknown | 0 | 0 | 0 | 0 | Unknown | Unknown | Unknown | N | N | 0 | Unknown |  | 0 | 0 | 0 | 0 | 0 | 100 | 0 | 0 | 0 |  | * |  |  | 1 | 1 | 1
09093745_09093746 | 0909 | 09093745 | 09093746 | XYZN | P213045 TO P617180 | 3-#2_AL_C | 3-#2_AL_C | 37 | 37 | 40 | 80 | 0 | 30 | 0 | 256 | 0 | 0 | 1 | 1 | 1 | Unknown | Unknown | 0 | Unknown | 0 | 0 | 0 | Unknown | Unknown | 0 | 0 | 0 | 0 | Unknown | Unknown | Unknown | N | N | 0 | Unknown |  | 0 | 0 | 0 | 0 | 0 | 100 | 0 | 0 | 0 |  | * |  |  | 1 | 1 | 1
09093746_09093747 | 0909 | 09093746 | 09093747 | XYZN | P617180 TO P617181 | 3-#2_AL_C | 3-#2_AL_C | 37 | 37 | 40 | 80 | 0 | 30 | 0 | 246 | 0 | 0 | 1 | 1 | 1 | Unknown | Unknown | 0 | Unknown | 0 | 0 | 0 | Unknown | Unknown | 0 | 0 | 0 | 0 | Unknown | Unknown | Unknown | N | N | 0 | Unknown |  | 0 | 0 | 0 | 0 | 0 | 100 | 0 | 0 | 0 |  | * |  |  | 1 | 1 | 1
09093747_09093748 | 0909 | 09093747 | 09093748 | XYZN | P617181 TO P617182 | 3-#2_AL_C | 3-#2_AL_C | 37 | 37 | 40 | 80 | 0 | 30 | 0 | 201 | 0 | 0 | 1 | 1 | 1 | Unknown | Unknown | 0 | Unknown | 0 | 0 | 0 | Unknown | Unknown | 0 | 0 | 0 | 0 | Unknown | Unknown | Unknown | N | N | 0 | Unknown |  | 0 | 0 | 0 | 0 | 0 | 100 | 0 | 0 | 0 |  | * |  |  | 1 | 1 | 1
09093749_09093750 | 0909 | 09093749 | 09093750 | XYZN | P617944 TO P617945 | 3-#2_AL_C | 3-#2_AL_C | 37 | 37 | 40 | 80 | 0 | 30 | 0 | 389 | 0 | 0 | 1 | 1 | 1 | Unknown | Unknown | 0 | Unknown | 0 | 0 | 0 | Unknown | Unknown | 0 | 0 | 0 | 0 | Unknown | Unknown | Unknown | N | N | 0 | Unknown |  | 0 | 0 | 0 | 0 | 0 | 100 | 0 | 0 | 0 |  | * |  |  | 1 | 1 | 1
09093750_09093751 | 0909 | 09093750 | 09093751 | XYZN | P617945 TO P617946 | 3-#2_AL_C | 3-#2_AL_C | 37 | 37 | 40 | 80 | 0 | 30 | 0 | 404 | 0 | 0 | 1 | 1 | 1 | Unknown | Unknown | 0 | Unknown | 0 | 0 | 0 | Unknown | Unknown | 0 | 0 | 0 | 0 | Unknown | Unknown | Unknown | N | N | 0 | Unknown |  | 0 | 0 | 0 | 0 | 0 | 100 | 0 | 0 | 0 |  | * |  |  | 1 | 1 | 1
09093751_09093752 | 0909 | 09093751 | 09093752 | XYZN | P617946 TO P617947 | 3-#2_AL_C | 3-#2_AL_C | 37 | 37 | 40 | 80 | 0 | 30 | 0 | 173 | 0 | 0 | 1 | 1 | 1 | Unknown | Unknown | 0 | Unknown | 0 | 0 | 0 | Unknown | Unknown | 0 | 0 | 0 | 0 | Unknown | Unknown | Unknown | N | N | 0 | Unknown |  | 0 | 0 | 0 | 0 | 0 | 100 | 0 | 0 | 0 |  | * |  |  | 1 | 1 | 1
09093753_09093754 | 0909 | 09093753 | 09093754 | XYZN | P214614 TO P214615 | 3-#6_CU_C | 3-#6_CU_C | 37 | 37 | 40 | 80 | 0 | 30 | 0 | 216.2 | 0 | 0 | 1 | 1 | 1 | Unknown | Unknown | 0 | Unknown | 0 | 0 | 0 | Unknown | Unknown | 0 | 0 | 0 | 0 | Unknown | Unknown | Unknown | N | N | 0 | Unknown |  | 0 | 0 | 0 | 0 | 0 | 100 | 0 | 0 | 0 |  | * |  |  | 1 | 1 | 1
09093755_09093756 | 0909 | 09093755 | 09093756 | XYZN | P714042 TO P131175 | 3-#2_AL_C | 3-#2_AL_C | 37 | 37 | 40 | 80 | 0 | 30 | 0 | 207.1 | 0 | 0 | 1 | 1 | 1 | Unknown | Unknown | 0 | Unknown | 0 | 0 | 0 | Unknown | Unknown | 0 | 0 | 0 | 0 | Unknown | Unknown | Unknown | N | N | 0 | Unknown |  | 0 | 0 | 0 | 0 | 0 | 100 | 0 | 0 | 0 |  | * |  |  | 1 | 1 | 1
09093756_09093757 | 0909 | 09093756 | 09093757 | X ZN | P131175 TO P714043 | 3-#2_AL_B | 3-#2_AL_B | 37 | 37 | 40 | 80 | 0 | 30 | 0 | 201.4 | 0 | 0 | 1 | 1 | 1 | Unknown | Unknown | 0 | Unknown | 0 | 0 | 0 | Unknown | Unknown | 0 | 0 | 0 | 0 | Unknown | Unknown | Unknown | N | N | 0 | Unknown |  | 0 | 0 | 0 | 0 | 0 | 100 | 0 | 0 | 0 |  | * |  |  | 1 | 1 | 1
09093757_09093758 | 0909 | 09093757 | 09093758 | X ZN | P714043 TO P714044 | 3-#2_AL_B | 3-#2_AL_B | 37 | 37 | 40 | 80 | 0 | 30 | 0 | 301.3 | 0 | 0 | 1 | 1 | 1 | Unknown | Unknown | 0 | Unknown | 0 | 0 | 0 | Unknown | Unknown | 0 | 0 | 0 | 0 | Unknown | Unknown | Unknown | N | N | 0 | Unknown |  | 0 | 0 | 0 | 0 | 0 | 100 | 0 | 0 | 0 |  | * |  |  | 1 | 1 | 1
09093758_09093759 | 0909 | 09093758 | 09093759 | X ZN | P714044 TO P32204 | 3-#2_AL_B | 3-#2_AL_B | 37 | 37 | 40 | 80 | 0 | 30 | 0 | 165.7 | 0 | 0 | 1 | 1 | 1 | Unknown | Unknown | 0 | Unknown | 0 | 0 | 0 | Unknown | Unknown | 0 | 0 | 0 | 0 | Unknown | Unknown | Unknown | N | N | 0 | Unknown |  | 0 | 0 | 0 | 0 | 0 | 100 | 0 | 0 | 0 |  | * |  |  | 1 | 1 | 1
09093760_09093761 | 0909 | 09093760 | 09093761 | YZN | P615168 TO P615169 | 3-#2A5005C | 3-#2A5005C | 37 | 37 | 40 | 80 | 0 | 30 | 0 | 245.5 | 0 | 0 | 1 | 1 | 1 | Unknown | Unknown | 0 | Unknown | 0 | 0 | 0 | Unknown | Unknown | 0 | 0 | 0 | 0 | Unknown | Unknown | Unknown | N | N | 0 | Unknown |  | 0 | 0 | 0 | 0 | 0 | 100 | 0 | 0 | 0 |  | * |  |  | 1 | 1 | 1
09093761_09093762 | 0909 | 09093761 | 09093762 | YZN | P615169 TO P615170 | 3-#2A5005C | 3-#2A5005C | 37 | 37 | 40 | 80 | 0 | 30 | 0 | 83.2 | 0 | 0 | 1 | 1 | 1 | Unknown | Unknown | 0 | Unknown | 0 | 0 | 0 | Unknown | Unknown | 0 | 0 | 0 | 0 | Unknown | Unknown | Unknown | N | N | 0 | Unknown |  | 0 | 0 | 0 | 0 | 0 | 100 | 0 | 0 | 0 |  | * |  |  | 1 | 1 | 1
09093761_09093763 | 0909 | 09093761 | 09093763 | YZN | P615169 TO P137517 | 3-#2_AL_B | 3-#2_AL_B | 37 | 37 | 40 | 80 | 0 | 30 | 0 | 159 | 0 | 0 | 1 | 1 | 1 | Unknown | Unknown | 0 | Unknown | 0 | 0 | 0 | Unknown | Unknown | 0 | 0 | 0 | 0 | Unknown | Unknown | Unknown | N | N | 0 | Unknown |  | 0 | 0 | 0 | 0 | 0 | 100 | 0 | 0 | 0 |  | * |  |  | 1 | 1 | 1
090938_090939 | 0909 | 090938 | 090939 | XYZN | Z112707 TO Z12829 | 3-3/0_AL_C | 3-3\0_AL_C | 37 | 37 | 40 | 80 | 0 | 30 | 0 | 222.1 | 0 | 0 | 1 | 1 | 1 | Unknown | Unknown | 0 | Unknown | 0 | 0 | 0 | Unknown | Unknown | 0 | 0 | 0 | 0 | Unknown | Unknown | Unknown | N | N | 0 | Unknown |  | 0 | 0 | 0 | 0 | 0 | 100 | 0 | 0 | 0 |  | * |  |  | 1 | 1 | 1
090939_09093901 | 0909 | 090939 | 09093901 | XYZN | Z12829 TO P110644 | 3-#6_CU_C | 3-#6_CU_C | 37 | 37 | 40 | 80 | 0 | 30 | 0 | 36.1 | 0 | 0 | 1 | 1 | 1 | Unknown | Unknown | 0 | Unknown | 0 | 0 | 0 | Unknown | Unknown | 0 | 0 | 0 | 0 | Unknown | Unknown | Unknown | N | N | 0 | Unknown |  | 0 | 0 | 0 | 0 | 0 | 100 | 0 | 0 | 0 |  | * |  |  | 1 | 1 | 1
090939_09093903 | 0909 | 090939 | 09093903 | XYZN | Z12829 TO P18686 | 3-#6_CU_C | 3-#6_CU_C | 37 | 37 | 40 | 80 | 0 | 30 | 0 | 302 | 0 | 0 | 1 | 1 | 1 | Unknown | Unknown | 0 | Unknown | 0 | 0 | 0 | Unknown | Unknown | 0 | 0 | 0 | 0 | Unknown | Unknown | Unknown | N | N | 0 | Unknown |  | 0 | 0 | 0 | 0 | 0 | 100 | 0 | 0 | 0 |  | * |  |  | 1 | 1 | 1
090939_090940 | 0909 | 090939 | 090940 | XYZN | Z12829 TO Z112708 | 3-3/0_AL_C | 3-3\0_AL_C | 37 | 37 | 40 | 80 | 0 | 30 | 0 | 254 | 0 | 0 | 1 | 1 | 1 | Unknown | Unknown | 0 | Unknown | 0 | 0 | 0 | Unknown | Unknown | 0 | 0 | 0 | 0 | Unknown | Unknown | Unknown | N | N | 0 | Unknown |  | 0 | 0 | 0 | 0 | 0 | 100 | 0 | 0 | 0 |  | * |  |  | 1 | 1 | 1
09093901_09093902 | 0909 | 09093901 | 09093902 | XYZN | P110644 TO P19169 | 3-#6_CU_C | 3-#6_CU_C | 37 | 37 | 40 | 80 | 0 | 30 | 0 | 127.4 | 0 | 0 | 1 | 1 | 1 | Unknown | Unknown | 0 | Unknown | 0 | 0 | 0 | Unknown | Unknown | 0 | 0 | 0 | 0 | Unknown | Unknown | Unknown | N | N | 0 | Unknown |  | 0 | 0 | 0 | 0 | 0 | 100 | 0 | 0 | 0 |  | * |  |  | 1 | 1 | 1
09093903A_09093904 | 0909 | 09093903A | 09093904 | XYZN | P18686 TO P611849 | 3-#6_CU_C | 3-#6_CU_C | 37 | 37 | 40 | 80 | 0 | 30 | 0 | 151.1 | 0 | 0 | 1 | 1 | 1 | Unknown | Unknown | 0 | Unknown | 0 | 0 | 0 | Unknown | Unknown | 0 | 0 | 0 | 0 | Unknown | Unknown | Unknown | N | N | 0 | Unknown |  | 0 | 0 | 0 | 0 | 0 | 100 | 0 | 0 | 0 |  | * |  |  | 1 | 1 | 1
09093904_09093905 | 0909 | 09093904 | 09093905 | XYZN | P611849 TO P413199 | 3-#6_CU_C | 3-#6_CU_C | 37 | 37 | 40 | 80 | 0 | 30 | 0 | 244 | 0 | 0 | 1 | 1 | 1 | Unknown | Unknown | 0 | Unknown | 0 | 0 | 0 | Unknown | Unknown | 0 | 0 | 0 | 0 | Unknown | Unknown | Unknown | N | N | 0 | Unknown |  | 0 | 0 | 0 | 0 | 0 | 100 | 0 | 0 | 0 |  | * |  |  | 1 | 1 | 1
09093905_09093906 | 0909 | 09093905 | 09093906 | X ZN | P413199 TO P413200 | 3-#6_CU_B | 3-#6_CU_B | 37 | 37 | 40 | 80 | 0 | 30 | 0 | 202 | 0 | 0 | 1 | 1 | 1 | Unknown | Unknown | 0 | Unknown | 0 | 0 | 0 | Unknown | Unknown | 0 | 0 | 0 | 0 | Unknown | Unknown | Unknown | N | N | 0 | Unknown |  | 0 | 0 | 0 | 0 | 0 | 100 | 0 | 0 | 0 |  | * |  |  | 1 | 1 | 1
09093905_09093907 | 0909 | 09093905 | 09093907 | XYZN | P413199 TO P18688 | 3-#6_CU_C | 3-#6_CU_C | 37 | 37 | 40 | 80 | 0 | 30 | 0 | 211.1 | 0 | 0 | 1 | 1 | 1 | Unknown | Unknown | 0 | Unknown | 0 | 0 | 0 | Unknown | Unknown | 0 | 0 | 0 | 0 | Unknown | Unknown | Unknown | N | N | 0 | Unknown |  | 0 | 0 | 0 | 0 | 0 | 100 | 0 | 0 | 0 |  | * |  |  | 1 | 1 | 1
09093907_09093908 | 0909 | 09093907 | 09093908 | YZN | P18688 TO P419898 | 3-#6_CU_B | 3-#6_CU_B | 37 | 37 | 40 | 80 | 0 | 30 | 0 | 139.9 | 0 | 0 | 1 | 1 | 1 | Unknown | Unknown | 0 | Unknown | 0 | 0 | 0 | Unknown | Unknown | 0 | 0 | 0 | 0 | Unknown | Unknown | Unknown | N | N | 0 | Unknown |  | 0 | 0 | 0 | 0 | 0 | 100 | 0 | 0 | 0 |  | * |  |  | 1 | 1 | 1
09093907_09093911 | 0909 | 09093907 | 09093911 | XYZN | P18688 TO P18689 | 3-#6_CU_C | 3-#6_CU_C | 37 | 37 | 40 | 80 | 0 | 30 | 0 | 371 | 0 | 0 | 1 | 1 | 1 | Unknown | Unknown | 0 | Unknown | 0 | 0 | 0 | Unknown | Unknown | 0 | 0 | 0 | 0 | Unknown | Unknown | Unknown | N | N | 0 | Unknown |  | 0 | 0 | 0 | 0 | 0 | 100 | 0 | 0 | 0 |  | * |  |  | 1 | 1 | 1
09093908_09093909 | 0909 | 09093908 | 09093909 | YZN | P419898 TO P419899 | 3-#6_CU_B | 3-#6_CU_B | 37 | 37 | 40 | 80 | 0 | 30 | 0 | 257 | 0 | 0 | 1 | 1 | 1 | Unknown | Unknown | 0 | Unknown | 0 | 0 | 0 | Unknown | Unknown | 0 | 0 | 0 | 0 | Unknown | Unknown | Unknown | N | N | 0 | Unknown |  | 0 | 0 | 0 | 0 | 0 | 100 | 0 | 0 | 0 |  | * |  |  | 1 | 1 | 1
09093909_09093910 | 0909 | 09093909 | 09093910 | YZN | P419899 TO CG199999 | 3-#6_CU_B | 3-#6_CU_B | 37 | 37 | 40 | 80 | 0 | 30 | 0 | 10 | 0 | 0 | 1 | 1 | 1 | 3-#6_CU_B | 3-#6_CU_B | 0 | Unknown | 0 | 0 | 0 | Unknown | Unknown | 0 | 0 | 0 | 0 | Unknown | Unknown | Unknown | N | N | 0 | Unknown |  | 0 | 0 | 0 | 0 | 0 | 100 | 0 | 0 | 0 |  | * |  |  | 1 | 1 | 1
09093911_09093912 | 0909 | 09093911 | 09093912 | XYZN | P18689 TO CG199999 | 3-#6_CU_C | 3-#6_CU_C | 37 | 37 | 40 | 80 | 0 | 30 | 0 | 10 | 0 | 0 | 1 | 1 | 1 | 3-#6_CU_C | 3-#6_CU_C | 0 | Unknown | 0 | 0 | 0 | Unknown | Unknown | 0 | 0 | 0 | 0 | Unknown | Unknown | Unknown | N | N | 0 | Unknown |  | 0 | 0 | 0 | 0 | 0 | 100 | 0 | 0 | 0 |  | * |  |  | 1 | 1 | 1
09093911_09093913 | 0909 | 09093911 | 09093913 | XYZN | P18689 TO P18690 | 3-#6_CU_C | 3-#6_CU_C | 37 | 37 | 40 | 80 | 0 | 30 | 0 | 355 | 0 | 0 | 1 | 1 | 1 | Unknown | Unknown | 0 | Unknown | 0 | 0 | 0 | Unknown | Unknown | 0 | 0 | 0 | 0 | Unknown | Unknown | Unknown | N | N | 0 | Unknown |  | 0 | 0 | 0 | 0 | 0 | 100 | 0 | 0 | 0 |  | * |  |  | 1 | 1 | 1
09093913_09093914 | 0909 | 09093913 | 09093914 | XYZN | P18690 TO P244964 | 3-#6_CU_C | 3-#6_CU_C | 37 | 37 | 40 | 80 | 0 | 30 | 0 | 135.6 | 0 | 0 | 1 | 1 | 1 | 3-#6_CU_C | 3-#6_CU_C | 0 | Unknown | 0 | 0 | 0 | Unknown | Unknown | 0 | 0 | 0 | 0 | Unknown | Unknown | Unknown | N | N | 0 | Unknown |  | 0 | 0 | 0 | 0 | 0 | 100 | 0 | 0 | 0 |  | * |  |  | 1 | 1 | 1
09093914_09093915 | 0909 | 09093914 | 09093915 | XYZN | P244964 TO P18691 | 3-#6_CU_C | 3-#6_CU_C | 37 | 37 | 40 | 80 | 0 | 30 | 0 | 174.9 | 0 | 0 | 1 | 1 | 1 | 3-#6_CU_C | 3-#6_CU_C | 0 | Unknown | 0 | 0 | 0 | Unknown | Unknown | 0 | 0 | 0 | 0 | Unknown | Unknown | Unknown | N | N | 0 | Unknown |  | 0 | 0 | 0 | 0 | 0 | 100 | 0 | 0 | 0 |  | * |  |  | 1 | 1 | 1
09093915_09093916 | 0909 | 09093915 | 09093916 | XYZN | P18691 TO P18692 | 3-#6_CU_C | 3-#6_CU_C | 37 | 37 | 40 | 80 | 0 | 30 | 0 | 437.1 | 0 | 0 | 1 | 1 | 1 | Unknown | Unknown | 0 | Unknown | 0 | 0 | 0 | Unknown | Unknown | 0 | 0 | 0 | 0 | Unknown | Unknown | Unknown | N | N | 0 | Unknown |  | 0 | 0 | 0 | 0 | 0 | 100 | 0 | 0 | 0 |  | * |  |  | 1 | 1 | 1
09093915_09093921 | 0909 | 09093915 | 09093921 | XYZN | P18691 TO P18693 | 3-#6_CU_C | 3-#6_CU_C | 37 | 37 | 40 | 80 | 0 | 30 | 0 | 299.9 | 0 | 0 | 1 | 1 | 1 | Unknown | Unknown | 0 | Unknown | 0 | 0 | 0 | Unknown | Unknown | 0 | 0 | 0 | 0 | Unknown | Unknown | Unknown | N | N | 0 | Unknown |  | 0 | 0 | 0 | 0 | 0 | 100 | 0 | 0 | 0 |  | * |  |  | 1 | 1 | 1
09093916_09093917 | 0909 | 09093916 | 09093917 | XYZN | P18692 TO P112991 | 3-#6_CU_C | 3-#6_CU_C | 37 | 37 | 40 | 80 | 0 | 30 | 0 | 335 | 0 | 0 | 1 | 1 | 1 | Unknown | Unknown | 0 | Unknown | 0 | 0 | 0 | Unknown | Unknown | 0 | 0 | 0 | 0 | Unknown | Unknown | Unknown | N | N | 0 | Unknown |  | 0 | 0 | 0 | 0 | 0 | 100 | 0 | 0 | 0 |  | * |  |  | 1 | 1 | 1
09093917_09093918 | 0909 | 09093917 | 09093918 | XYZN | P112991 TO P112992 | 3-#6_CU_C | 3-#6_CU_C | 37 | 37 | 40 | 80 | 0 | 30 | 0 | 335.5 | 0 | 0 | 1 | 1 | 1 | Unknown | Unknown | 0 | Unknown | 0 | 0 | 0 | Unknown | Unknown | 0 | 0 | 0 | 0 | Unknown | Unknown | Unknown | N | N | 0 | Unknown |  | 0 | 0 | 0 | 0 | 0 | 100 | 0 | 0 | 0 |  | * |  |  | 1 | 1 | 1
09093918_09093919 | 0909 | 09093918 | 09093919 | XYZN | P112992 TO P112993 | 3-#6_CU_C | 3-#6_CU_C | 37 | 37 | 40 | 80 | 0 | 30 | 0 | 146.7 | 0 | 0 | 1 | 1 | 1 | Unknown | Unknown | 0 | Unknown | 0 | 0 | 0 | Unknown | Unknown | 0 | 0 | 0 | 0 | Unknown | Unknown | Unknown | N | N | 0 | Unknown |  | 0 | 0 | 0 | 0 | 0 | 100 | 0 | 0 | 0 |  | * |  |  | 1 | 1 | 1
09093919_09093920 | 0909 | 09093919 | 09093920 | XYZN | P112993 TO P216953 | 3-#6_CU_C | 3-#6_CU_C | 37 | 37 | 40 | 80 | 0 | 30 | 0 | 268.1 | 0 | 0 | 1 | 1 | 1 | Unknown | Unknown | 0 | Unknown | 0 | 0 | 0 | Unknown | Unknown | 0 | 0 | 0 | 0 | Unknown | Unknown | Unknown | N | N | 0 | Unknown |  | 0 | 0 | 0 | 0 | 0 | 100 | 0 | 0 | 0 |  | * |  |  | 1 | 1 | 1
09093921_09093922 | 0909 | 09093921 | 09093922 | XYZN | P18693 TO P18694 | 3-#6_CU_C | 3-#6_CU_C | 37 | 37 | 40 | 80 | 0 | 30 | 0 | 305.3 | 0 | 0 | 1 | 1 | 1 | Unknown | Unknown | 0 | Unknown | 0 | 0 | 0 | Unknown | Unknown | 0 | 0 | 0 | 0 | Unknown | Unknown | Unknown | N | N | 0 | Unknown |  | 0 | 0 | 0 | 0 | 0 | 100 | 0 | 0 | 0 |  | * |  |  | 1 | 1 | 1
09093922_09093923 | 0909 | 09093922 | 09093923 | XYZN | P18694 TO P18695 | 3-#6_CU_C | 3-#6_CU_C | 37 | 37 | 40 | 80 | 0 | 30 | 0 | 294.2 | 0 | 0 | 1 | 1 | 1 | Unknown | Unknown | 0 | Unknown | 0 | 0 | 0 | Unknown | Unknown | 0 | 0 | 0 | 0 | Unknown | Unknown | Unknown | N | N | 0 | Unknown |  | 0 | 0 | 0 | 0 | 0 | 100 | 0 | 0 | 0 |  | * |  |  | 1 | 1 | 1
09093923_09093924 | 0909 | 09093923 | 09093924 | XYZN | P18695 TO P519324 | 3-#2A5005C | 3-#2A5005C | 37 | 37 | 40 | 80 | 0 | 30 | 0 | 210.4 | 0 | 0 | 1 | 1 | 1 | Unknown | Unknown | 0 | Unknown | 0 | 0 | 0 | Unknown | Unknown | 0 | 0 | 0 | 0 | Unknown | Unknown | Unknown | N | N | 0 | Unknown |  | 0 | 0 | 0 | 0 | 0 | 100 | 0 | 0 | 0 |  | * |  |  | 1 | 1 | 1
09093924_09093925 | 0909 | 09093924 | 09093925 | XYZN | P519324 TO P519325 | 3-#2A5005C | 3-#2A5005C | 37 | 37 | 40 | 80 | 0 | 30 | 0 | 286.7 | 0 | 0 | 1 | 1 | 1 | Unknown | Unknown | 0 | Unknown | 0 | 0 | 0 | Unknown | Unknown | 0 | 0 | 0 | 0 | Unknown | Unknown | Unknown | N | N | 0 | Unknown |  | 0 | 0 | 0 | 0 | 0 | 100 | 0 | 0 | 0 |  | * |  |  | 1 | 1 | 1
09093925_09093926 | 0909 | 09093925 | 09093926 | XYZN | P519325 TO P519326 | 3-#2A5005C | 3-#2A5005C | 37 | 37 | 40 | 80 | 0 | 30 | 0 | 353.4 | 0 | 0 | 1 | 1 | 1 | Unknown | Unknown | 0 | Unknown | 0 | 0 | 0 | Unknown | Unknown | 0 | 0 | 0 | 0 | Unknown | Unknown | Unknown | N | N | 0 | Unknown |  | 0 | 0 | 0 | 0 | 0 | 100 | 0 | 0 | 0 |  | * |  |  | 1 | 1 | 1
09093926_09093927 | 0909 | 09093926 | 09093927 | YZN | P519326 TO P519327 | 3-#2A5005C | 3-#2A5005C | 37 | 37 | 40 | 80 | 0 | 30 | 0 | 251.1 | 0 | 0 | 1 | 1 | 1 | Unknown | Unknown | 0 | Unknown | 0 | 0 | 0 | Unknown | Unknown | 0 | 0 | 0 | 0 | Unknown | Unknown | Unknown | N | N | 0 | Unknown |  | 0 | 0 | 0 | 0 | 0 | 100 | 0 | 0 | 0 |  | * |  |  | 1 | 1 | 1
09093927_09093928 | 0909 | 09093927 | 09093928 | YZN | P519327 TO P519328 | 3-#2A5005C | 3-#2A5005C | 37 | 37 | 40 | 80 | 0 | 30 | 0 | 266 | 0 | 0 | 1 | 1 | 1 | Unknown | Unknown | 0 | Unknown | 0 | 0 | 0 | Unknown | Unknown | 0 | 0 | 0 | 0 | Unknown | Unknown | Unknown | N | N | 0 | Unknown |  | 0 | 0 | 0 | 0 | 0 | 100 | 0 | 0 | 0 |  | * |  |  | 1 | 1 | 1
090940_090941 | 0909 | 090940 | 090941 | XYZN | Z112708 TO Z12828 | 3-3/0_AL_C | 3-3\0_AL_C | 37 | 37 | 40 | 80 | 0 | 30 | 0 | 193 | 0 | 0 | 1 | 1 | 1 | Unknown | Unknown | 0 | Unknown | 0 | 0 | 0 | Unknown | Unknown | 0 | 0 | 0 | 0 | Unknown | Unknown | Unknown | N | N | 0 | Unknown |  | 0 | 0 | 0 | 0 | 0 | 100 | 0 | 0 | 0 |  | * |  |  | 1 | 1 | 1
090941_090942 | 0909 | 090941 | 090942 | XYZN | Z12828 TO P814881 | 3-3/0_AL_C | 3-3\0_AL_C | 37 | 37 | 40 | 80 | 0 | 30 | 0 | 107 | 0 | 0 | 1 | 1 | 1 | Unknown | Unknown | 0 | Unknown | 0 | 0 | 0 | Unknown | Unknown | 0 | 0 | 0 | 0 | Unknown | Unknown | Unknown | N | N | 0 | Unknown |  | 0 | 0 | 0 | 0 | 0 | 100 | 0 | 0 | 0 |  | * |  |  | 1 | 1 | 1
090942_09094201 | 0909 | 090942 | 09094201 | XY N | P814881 TO P814882 | 3-#2_AL_B | 3-#2_AL_B | 37 | 37 | 40 | 80 | 0 | 30 | 0 | 98 | 0 | 0 | 1 | 1 | 1 | Unknown | Unknown | 0 | Unknown | 0 | 0 | 0 | Unknown | Unknown | 0 | 0 | 0 | 0 | Unknown | Unknown | Unknown | N | N | 0 | Unknown |  | 0 | 0 | 0 | 0 | 0 | 100 | 0 | 0 | 0 |  | * |  |  | 1 | 1 | 1
090942_090943 | 0909 | 090942 | 090943 | XYZN | P814881 TO Z112709 | 3-3/0_AL_C | 3-3\0_AL_C | 37 | 37 | 40 | 80 | 0 | 30 | 0 | 122.1 | 0 | 0 | 1 | 1 | 1 | Unknown | Unknown | 0 | Unknown | 0 | 0 | 0 | Unknown | Unknown | 0 | 0 | 0 | 0 | Unknown | Unknown | Unknown | N | N | 0 | Unknown |  | 0 | 0 | 0 | 0 | 0 | 100 | 0 | 0 | 0 |  | * |  |  | 1 | 1 | 1
09094201_09094202 | 0909 | 09094201 | 09094202 | XY N | P814882 TO P814883 | 3-#2_AL_B | 3-#2_AL_B | 37 | 37 | 40 | 80 | 0 | 30 | 0 | 353 | 0 | 0 | 1 | 1 | 1 | Unknown | Unknown | 0 | Unknown | 0 | 0 | 0 | Unknown | Unknown | 0 | 0 | 0 | 0 | Unknown | Unknown | Unknown | N | N | 0 | Unknown |  | 0 | 0 | 0 | 0 | 0 | 100 | 0 | 0 | 0 |  | * |  |  | 1 | 1 | 1
090943_090944 | 0909 | 090943 | 090944 | XYZN | Z112709 TO Z12827 | 3-3/0_AL_C | 3-3\0_AL_C | 37 | 37 | 40 | 80 | 0 | 30 | 0 | 234 | 0 | 0 | 1 | 1 | 1 | Unknown | Unknown | 0 | Unknown | 0 | 0 | 0 | Unknown | Unknown | 0 | 0 | 0 | 0 | Unknown | Unknown | Unknown | N | N | 0 | Unknown |  | 0 | 0 | 0 | 0 | 0 | 100 | 0 | 0 | 0 |  | * |  |  | 1 | 1 | 1
090944_090945 | 0909 | 090944 | 090945 | XYZN | Z12827 TO Z112710 | 3-3/0_AL_C | 3-3\0_AL_C | 37 | 37 | 40 | 80 | 0 | 30 | 0 | 227 | 0 | 0 | 1 | 1 | 1 | Unknown | Unknown | 0 | Unknown | 0 | 0 | 0 | Unknown | Unknown | 0 | 0 | 0 | 0 | Unknown | Unknown | Unknown | N | N | 0 | Unknown |  | 0 | 0 | 0 | 0 | 0 | 100 | 0 | 0 | 0 |  | * |  |  | 1 | 1 | 1
090945_090946 | 0909 | 090945 | 090946 | XYZN | Z112710 TO Z12826 | 3-3/0_AL_C | 3-3\0_AL_C | 37 | 37 | 40 | 80 | 0 | 30 | 0 | 236 | 0 | 0 | 1 | 1 | 1 | Unknown | Unknown | 0 | Unknown | 0 | 0 | 0 | Unknown | Unknown | 0 | 0 | 0 | 0 | Unknown | Unknown | Unknown | N | N | 0 | Unknown |  | 0 | 0 | 0 | 0 | 0 | 100 | 0 | 0 | 0 |  | * |  |  | 1 | 1 | 1
090946_09094601 | 0909 | 090946 | 09094601 | XYZN | Z12826 TO P316887 | 3-#6_CU_C | 3-#6_CU_C | 37 | 37 | 40 | 80 | 0 | 30 | 0 | 42 | 0 | 0 | 1 | 1 | 1 | Unknown | Unknown | 0 | Unknown | 0 | 0 | 0 | Unknown | Unknown | 0 | 0 | 0 | 0 | Unknown | Unknown | Unknown | N | N | 0 | Unknown |  | 0 | 0 | 0 | 0 | 0 | 100 | 0 | 0 | 0 |  | * |  |  | 1 | 1 | 1
090946_090947 | 0909 | 090946 | 090947 | XYZN | Z12826 TO Z515458 | 3-3/0_AL_C | 3-3\0_AL_C | 37 | 37 | 40 | 80 | 0 | 30 | 0 | 309 | 0 | 0 | 1 | 1 | 1 | Unknown | Unknown | 0 | Unknown | 0 | 0 | 0 | Unknown | Unknown | 0 | 0 | 0 | 0 | Unknown | Unknown | Unknown | N | N | 0 | Unknown |  | 0 | 0 | 0 | 0 | 0 | 100 | 0 | 0 | 0 |  | * |  |  | 1 | 1 | 1
09094601_09094602 | 0909 | 09094601 | 09094602 | XYZN | P316887 TO P210712 | 3-#6_CU_C | 3-#6_CU_C | 37 | 37 | 40 | 80 | 0 | 30 | 0 | 227.7 | 0 | 0 | 1 | 1 | 1 | Unknown | Unknown | 0 | Unknown | 0 | 0 | 0 | Unknown | Unknown | 0 | 0 | 0 | 0 | Unknown | Unknown | Unknown | N | N | 0 | Unknown |  | 0 | 0 | 0 | 0 | 0 | 100 | 0 | 0 | 0 |  | * |  |  | 1 | 1 | 1
09094602_09094603 | 0909 | 09094602 | 09094603 | XY N | P210712 TO P414969 | 3-#2_AL_B | 3-#2_AL_B | 37 | 37 | 40 | 80 | 0 | 30 | 0 | 96 | 0 | 0 | 1 | 1 | 1 | Unknown | Unknown | 0 | Unknown | 0 | 0 | 0 | Unknown | Unknown | 0 | 0 | 0 | 0 | Unknown | Unknown | Unknown | N | N | 0 | Unknown |  | 0 | 0 | 0 | 0 | 0 | 100 | 0 | 0 | 0 |  | * |  |  | 1 | 1 | 1
090947_090948 | 0909 | 090947 | 090948 | XYZN | Z515458 TO Z12825 | 3-3/0_AL_C | 3-3\0_AL_C | 37 | 37 | 40 | 80 | 0 | 30 | 0 | 131.1 | 0 | 0 | 1 | 1 | 1 | Unknown | Unknown | 0 | Unknown | 0 | 0 | 0 | Unknown | Unknown | 0 | 0 | 0 | 0 | Unknown | Unknown | Unknown | N | N | 0 | Unknown |  | 0 | 0 | 0 | 0 | 0 | 100 | 0 | 0 | 0 |  | * |  |  | 1 | 1 | 1
090948_09094801 | 0909 | 090948 | 09094801 | XY N | Z12825 TO P110645 | 3-#2A5005C | 3-#2A5005C | 37 | 37 | 40 | 80 | 0 | 30 | 0 | 53.8 | 0 | 0 | 1 | 1 | 1 | Unknown | Unknown | 0 | Unknown | 0 | 0 | 0 | Unknown | Unknown | 0 | 0 | 0 | 0 | Unknown | Unknown | Unknown | N | N | 0 | Unknown |  | 0 | 0 | 0 | 0 | 0 | 100 | 0 | 0 | 0 |  | * |  |  | 1 | 1 | 1
090948_090949 | 0909 | 090948 | 090949 | XYZN | Z12825 TO Z817053 | 3-3/0_AL_C | 3-3\0_AL_C | 37 | 37 | 40 | 80 | 0 | 30 | 0 | 219 | 0 | 0 | 1 | 1 | 1 | Unknown | Unknown | 0 | Unknown | 0 | 0 | 0 | Unknown | Unknown | 0 | 0 | 0 | 0 | Unknown | Unknown | Unknown | N | N | 0 | Unknown |  | 0 | 0 | 0 | 0 | 0 | 100 | 0 | 0 | 0 |  | * |  |  | 1 | 1 | 1
09094801_09094802 | 0909 | 09094801 | 09094802 | XY N | P110645 TO P613604 | 3-#2A5005C | 3-#2A5005C | 37 | 37 | 40 | 80 | 0 | 30 | 0 | 87 | 0 | 0 | 1 | 1 | 1 | Unknown | Unknown | 0 | Unknown | 0 | 0 | 0 | Unknown | Unknown | 0 | 0 | 0 | 0 | Unknown | Unknown | Unknown | N | N | 0 | Unknown |  | 0 | 0 | 0 | 0 | 0 | 100 | 0 | 0 | 0 |  | * |  |  | 1 | 1 | 1
09094802_09094803 | 0909 | 09094802 | 09094803 | XY N | P613604 TO P18787 | 3-#2A5005C | 3-#2A5005C | 37 | 37 | 40 | 80 | 0 | 30 | 0 | 45.3 | 0 | 0 | 1 | 1 | 1 | Unknown | Unknown | 0 | Unknown | 0 | 0 | 0 | Unknown | Unknown | 0 | 0 | 0 | 0 | Unknown | Unknown | Unknown | N | N | 0 | Unknown |  | 0 | 0 | 0 | 0 | 0 | 100 | 0 | 0 | 0 |  | * |  |  | 1 | 1 | 1
09094803_09094804 | 0909 | 09094803 | 09094804 | XY N | P18787 TO P613605 | 3-#2A5005C | 3-#2A5005C | 37 | 37 | 40 | 80 | 0 | 30 | 0 | 170 | 0 | 0 | 1 | 1 | 1 | Unknown | Unknown | 0 | Unknown | 0 | 0 | 0 | Unknown | Unknown | 0 | 0 | 0 | 0 | Unknown | Unknown | Unknown | N | N | 0 | Unknown |  | 0 | 0 | 0 | 0 | 0 | 100 | 0 | 0 | 0 |  | * |  |  | 1 | 1 | 1
090949_090950 | 0909 | 090949 | 090950 | XYZN | Z817053 TO Z12824 | 3-3/0_AL_C | 3-3\0_AL_C | 37 | 37 | 40 | 80 | 0 | 30 | 0 | 224.1 | 0 | 0 | 1 | 1 | 1 | Unknown | Unknown | 0 | Unknown | 0 | 0 | 0 | Unknown | Unknown | 0 | 0 | 0 | 0 | Unknown | Unknown | Unknown | N | N | 0 | Unknown |  | 0 | 0 | 0 | 0 | 0 | 100 | 0 | 0 | 0 |  | * |  |  | 1 | 1 | 1
09094901_09094902 | 0909 | 09094901 | 09094902 | ZN | H127289 TO D207328 | 1C#2SAPECN | 1C#2SAPECN | 37 | 37 | 40 | 80 | 0 | 30 | 0 | 61 | 0 | 0 | 1 | 1 | 1 | Unknown | Unknown | 0 | Unknown | 0 | 0 | 0 | Unknown | Unknown | 0 | 0 | 0 | 0 | Unknown | Unknown | Unknown | N | N | 0 | Unknown |  | 0 | 0 | 0 | 0 | 0 | 100 | 0 | 0 | 0 |  | * |  |  | 1 | 1 | 1
09094901_09094903 | 0909 | 09094901 | 09094903 | ZN | H127289 TO H124923 | 1C#2SAPECN | 1C#2SAPECN | 37 | 37 | 40 | 80 | 0 | 30 | 0 | 251 | 0 | 0 | 1 | 1 | 1 | Unknown | Unknown | 0 | Unknown | 0 | 0 | 0 | Unknown | Unknown | 0 | 0 | 0 | 0 | Unknown | Unknown | Unknown | N | N | 0 | Unknown |  | 0 | 0 | 0 | 0 | 0 | 100 | 0 | 0 | 0 |  | * |  |  | 1 | 1 | 1
09094903_09094904 | 0909 | 09094903 | 09094904 | ZN | H124923 TO H124924 | 1C#2SAPECN | 1C#2SAPECN | 37 | 37 | 40 | 80 | 0 | 30 | 0 | 420 | 0 | 0 | 1 | 1 | 1 | Unknown | Unknown | 0 | Unknown | 0 | 0 | 0 | Unknown | Unknown | 0 | 0 | 0 | 0 | Unknown | Unknown | Unknown | N | N | 0 | Unknown |  | 0 | 0 | 0 | 0 | 0 | 100 | 0 | 0 | 0 |  | * |  |  | 1 | 1 | 1
09094903_09094909 | 0909 | 09094903 | 09094909 | ZN | H124923 TO D197552 | 1C#2SAPECN | 1C#2SAPECN | 37 | 37 | 40 | 80 | 0 | 30 | 0 | 373 | 0 | 0 | 1 | 1 | 1 | Unknown | Unknown | 0 | Unknown | 0 | 0 | 0 | Unknown | Unknown | 0 | 0 | 0 | 0 | Unknown | Unknown | Unknown | N | N | 0 | Unknown |  | 0 | 0 | 0 | 0 | 0 | 100 | 0 | 0 | 0 |  | * |  |  | 1 | 1 | 1
09094904_09094905 | 0909 | 09094904 | 09094905 | ZN | H124924 TO D207349 | 1C#2SAPECN | 1C#2SAPECN | 37 | 37 | 40 | 80 | 0 | 30 | 0 | 211 | 0 | 0 | 1 | 1 | 1 | Unknown | Unknown | 0 | Unknown | 0 | 0 | 0 | Unknown | Unknown | 0 | 0 | 0 | 0 | Unknown | Unknown | Unknown | N | N | 0 | Unknown |  | 0 | 0 | 0 | 0 | 0 | 100 | 0 | 0 | 0 |  | * |  |  | 1 | 1 | 1
09094904_09094908 | 0909 | 09094904 | 09094908 | ZN | H124924 TO D197551 | 1C#2SAPECN | 1C#2SAPECN | 37 | 37 | 40 | 80 | 0 | 30 | 0 | 396 | 0 | 0 | 1 | 1 | 1 | Unknown | Unknown | 0 | Unknown | 0 | 0 | 0 | Unknown | Unknown | 0 | 0 | 0 | 0 | Unknown | Unknown | Unknown | N | N | 0 | Unknown |  | 0 | 0 | 0 | 0 | 0 | 100 | 0 | 0 | 0 |  | * |  |  | 1 | 1 | 1
09094905_09094906 | 0909 | 09094905 | 09094906 | ZN | D207349 TO D207350 | 1C#2SAPECN | 1C#2SAPECN | 37 | 37 | 40 | 80 | 0 | 30 | 0 | 240 | 0 | 0 | 1 | 1 | 1 | Unknown | Unknown | 0 | Unknown | 0 | 0 | 0 | Unknown | Unknown | 0 | 0 | 0 | 0 | Unknown | Unknown | Unknown | N | N | 0 | Unknown |  | 0 | 0 | 0 | 0 | 0 | 100 | 0 | 0 | 0 |  | * |  |  | 1 | 1 | 1
09094906_09094907 | 0909 | 09094906 | 09094907 | ZN | D207350 TO D207351 | 1C#2SAPECN | 1C#2SAPECN | 37 | 37 | 40 | 80 | 0 | 30 | 0 | 405 | 0 | 0 | 1 | 1 | 1 | Unknown | Unknown | 0 | Unknown | 0 | 0 | 0 | Unknown | Unknown | 0 | 0 | 0 | 0 | Unknown | Unknown | Unknown | N | N | 0 | Unknown |  | 0 | 0 | 0 | 0 | 0 | 100 | 0 | 0 | 0 |  | * |  |  | 1 | 1 | 1
090949A_09094901 | 0909 | 090949A | 09094901 | ZN | Z817053 TO H127289 | 1C#2SAPECN | 1C#2SAPECN | 37 | 37 | 40 | 80 | 0 | 30 | 0 | 284 | 0 | 0 | 1 | 1 | 1 | Unknown | Unknown | 0 | Unknown | 0 | 0 | 0 | Unknown | Unknown | 0 | 0 | 0 | 0 | Unknown | Unknown | Unknown | N | N | 0 | Unknown |  | 0 | 0 | 0 | 0 | 0 | 100 | 0 | 0 | 0 |  | * |  |  | 1 | 1 | 1
09094A_09095 | 0909 | 09094A | 09095 | XYZN | 909-1 TO Z12847 | 3-636_AL_C | 3-636_AL_C | 37 | 37 | 40 | 80 | 0 | 30 | 0 | 48 | 0 | 0 | 1 | 1 | 1 | Unknown | Unknown | 0 | Unknown | 0 | 0 | 0 | Unknown | Unknown | 0 | 0 | 0 | 0 | Unknown | Unknown | Unknown | N | N | 0 | Unknown |  | 0 | 0 | 0 | 0 | 0 | 100 | 0 | 0 | 0 |  | * |  |  | 1 | 1 | 1
09095_09096 | 0909 | 09095 | 09096 | XYZN | Z12847 TO 909-17R | 3-3/0_AL_C | 3-3\0_AL_C | 37 | 37 | 40 | 80 | 0 | 30 | 0 | 96 | 0 | 0 | 1 | 1 | 1 | Unknown | Unknown | 0 | Unknown | 0 | 0 | 0 | Unknown | Unknown | 0 | 0 | 0 | 0 | Unknown | Unknown | Unknown | N | N | 0 | Unknown |  | 0 | 0 | 0 | 0 | 0 | 100 | 0 | 0 | 0 |  | * |  |  | 1 | 1 | 1
090950_09095001 | 0909 | 090950 | 09095001 | XYZN | Z12824 TO P111004 | 3-#6_CU_C | 3-#6_CU_C | 37 | 37 | 40 | 80 | 0 | 30 | 0 | 74.9 | 0 | 0 | 1 | 1 | 1 | 3-#6_CU_C | 3-#6_CU_C | 0 | Unknown | 0 | 0 | 0 | Unknown | Unknown | 0 | 0 | 0 | 0 | Unknown | Unknown | Unknown | N | N | 0 | Unknown |  | 0 | 0 | 0 | 0 | 0 | 100 | 0 | 0 | 0 |  | * |  |  | 1 | 1 | 1
090950_09095021 | 0909 | 090950 | 09095021 | XYZN | Z12824 TO P236607 | 3-#2_AL_C | 3-#2_AL_C | 37 | 37 | 40 | 80 | 0 | 30 | 0 | 75 | 0 | 0 | 1 | 1 | 1 | Unknown | Unknown | 0 | Unknown | 0 | 0 | 0 | Unknown | Unknown | 0 | 0 | 0 | 0 | Unknown | Unknown | Unknown | N | N | 0 | Unknown |  | 0 | 0 | 0 | 0 | 0 | 100 | 0 | 0 | 0 |  | * |  |  | 1 | 1 | 1
090950_090951 | 0909 | 090950 | 090951 | XYZN | Z12824 TO Z16445 | 3-3/0_AL_C | 3-3\0_AL_C | 37 | 37 | 40 | 80 | 0 | 30 | 0 | 231.1 | 0 | 0 | 1 | 1 | 1 | Unknown | Unknown | 0 | Unknown | 0 | 0 | 0 | Unknown | Unknown | 0 | 0 | 0 | 0 | Unknown | Unknown | Unknown | N | N | 0 | Unknown |  | 0 | 0 | 0 | 0 | 0 | 100 | 0 | 0 | 0 |  | * |  |  | 1 | 1 | 1
09095001A_09095002 | 0909 | 09095001A | 09095002 | XYZN | P111004 TO P111005 | 3-#6_CU_C | 3-#6_CU_C | 37 | 37 | 40 | 80 | 0 | 30 | 0 | 246.5 | 0 | 0 | 1 | 1 | 1 | Unknown | Unknown | 0 | Unknown | 0 | 0 | 0 | Unknown | Unknown | 0 | 0 | 0 | 0 | Unknown | Unknown | Unknown | N | N | 0 | Unknown |  | 0 | 0 | 0 | 0 | 0 | 100 | 0 | 0 | 0 |  | * |  |  | 1 | 1 | 1
09095001A_09095020 | 0909 | 09095001A | 09095020 | YZN | P111004 TO P514017 | 3-#6_CU_B | 3-#6_CU_B | 37 | 37 | 40 | 80 | 0 | 30 | 0 | 370.4 | 0 | 0 | 1 | 1 | 1 | Unknown | Unknown | 0 | Unknown | 0 | 0 | 0 | Unknown | Unknown | 0 | 0 | 0 | 0 | Unknown | Unknown | Unknown | N | N | 0 | Unknown |  | 0 | 0 | 0 | 0 | 0 | 100 | 0 | 0 | 0 |  | * |  |  | 1 | 1 | 1
09095002_09095003 | 0909 | 09095002 | 09095003 | XYZN | P111005 TO P111006 | 3-#6_CU_C | 3-#6_CU_C | 37 | 37 | 40 | 80 | 0 | 30 | 0 | 277.6 | 0 | 0 | 1 | 1 | 1 | Unknown | Unknown | 0 | Unknown | 0 | 0 | 0 | Unknown | Unknown | 0 | 0 | 0 | 0 | Unknown | Unknown | Unknown | N | N | 0 | Unknown |  | 0 | 0 | 0 | 0 | 0 | 100 | 0 | 0 | 0 |  | * |  |  | 1 | 1 | 1
09095003_09095004 | 0909 | 09095003 | 09095004 | XYZN | P111006 TO P111283 | 3-#6_CU_C | 3-#6_CU_C | 37 | 37 | 40 | 80 | 0 | 30 | 0 | 224.3 | 0 | 0 | 1 | 1 | 1 | Unknown | Unknown | 0 | Unknown | 0 | 0 | 0 | Unknown | Unknown | 0 | 0 | 0 | 0 | Unknown | Unknown | Unknown | N | N | 0 | Unknown |  | 0 | 0 | 0 | 0 | 0 | 100 | 0 | 0 | 0 |  | * |  |  | 1 | 1 | 1
09095004_09095005 | 0909 | 09095004 | 09095005 | XYZN | P111283 TO P111284 | 3-#6_CU_C | 3-#6_CU_C | 37 | 37 | 40 | 80 | 0 | 30 | 0 | 266 | 0 | 0 | 1 | 1 | 1 | Unknown | Unknown | 0 | Unknown | 0 | 0 | 0 | Unknown | Unknown | 0 | 0 | 0 | 0 | Unknown | Unknown | Unknown | N | N | 0 | Unknown |  | 0 | 0 | 0 | 0 | 0 | 100 | 0 | 0 | 0 |  | * |  |  | 1 | 1 | 1
09095005_09095006 | 0909 | 09095005 | 09095006 | XYZN | P111284 TO P111285 | 3-#6_CU_C | 3-#6_CU_C | 37 | 37 | 40 | 80 | 0 | 30 | 0 | 258 | 0 | 0 | 1 | 1 | 1 | Unknown | Unknown | 0 | Unknown | 0 | 0 | 0 | Unknown | Unknown | 0 | 0 | 0 | 0 | Unknown | Unknown | Unknown | N | N | 0 | Unknown |  | 0 | 0 | 0 | 0 | 0 | 100 | 0 | 0 | 0 |  | * |  |  | 1 | 1 | 1
09095006_09095007 | 0909 | 09095006 | 09095007 | XYZN | P111285 TO P418531 | 3-#6_CU_C | 3-#6_CU_C | 37 | 37 | 40 | 80 | 0 | 30 | 0 | 130.1 | 0 | 0 | 1 | 1 | 1 | Unknown | Unknown | 0 | Unknown | 0 | 0 | 0 | Unknown | Unknown | 0 | 0 | 0 | 0 | Unknown | Unknown | Unknown | N | N | 0 | Unknown |  | 0 | 0 | 0 | 0 | 0 | 100 | 0 | 0 | 0 |  | * |  |  | 1 | 1 | 1
09095006_09095009 | 0909 | 09095006 | 09095009 | XYZN | P111285 TO P217348 | 3-#6_CU_C | 3-#6_CU_C | 37 | 37 | 40 | 80 | 0 | 30 | 0 | 249.6 | 0 | 0 | 1 | 1 | 1 | Unknown | Unknown | 0 | Unknown | 0 | 0 | 0 | Unknown | Unknown | 0 | 0 | 0 | 0 | Unknown | Unknown | Unknown | N | N | 0 | Unknown |  | 0 | 0 | 0 | 0 | 0 | 100 | 0 | 0 | 0 |  | * |  |  | 1 | 1 | 1
09095006_09095018 | 0909 | 09095006 | 09095018 | X ZN | P111285 TO P117059 | 3-#6_CU_B | 3-#6_CU_B | 37 | 37 | 40 | 80 | 0 | 30 | 0 | 270 | 0 | 0 | 1 | 1 | 1 | Unknown | Unknown | 0 | Unknown | 0 | 0 | 0 | Unknown | Unknown | 0 | 0 | 0 | 0 | Unknown | Unknown | Unknown | N | N | 0 | Unknown |  | 0 | 0 | 0 | 0 | 0 | 100 | 0 | 0 | 0 |  | * |  |  | 1 | 1 | 1
09095007_09095008 | 0909 | 09095007 | 09095008 | XYZN | P418531 TO P113954 | 3-#6_CU_C | 3-#6_CU_C | 37 | 37 | 40 | 80 | 0 | 30 | 0 | 118.5 | 0 | 0 | 1 | 1 | 1 | Unknown | Unknown | 0 | Unknown | 0 | 0 | 0 | Unknown | Unknown | 0 | 0 | 0 | 0 | Unknown | Unknown | Unknown | N | N | 0 | Unknown |  | 0 | 0 | 0 | 0 | 0 | 100 | 0 | 0 | 0 |  | * |  |  | 1 | 1 | 1
09095009_09095010 | 0909 | 09095009 | 09095010 | XYZN | P217348 TO P217349 | 3-#6_CU_C | 3-#6_CU_C | 37 | 37 | 40 | 80 | 0 | 30 | 0 | 285.5 | 0 | 0 | 1 | 1 | 1 | Unknown | Unknown | 0 | Unknown | 0 | 0 | 0 | Unknown | Unknown | 0 | 0 | 0 | 0 | Unknown | Unknown | Unknown | N | N | 0 | Unknown |  | 0 | 0 | 0 | 0 | 0 | 100 | 0 | 0 | 0 |  | * |  |  | 1 | 1 | 1
09095010_09095011 | 0909 | 09095010 | 09095011 | XYZN | P217349 TO P611803 | 3-#6_CU_C | 3-#6_CU_C | 37 | 37 | 40 | 80 | 0 | 30 | 0 | 113.5 | 0 | 0 | 1 | 1 | 1 | Unknown | Unknown | 0 | Unknown | 0 | 0 | 0 | Unknown | Unknown | 0 | 0 | 0 | 0 | Unknown | Unknown | Unknown | N | N | 0 | Unknown |  | 0 | 0 | 0 | 0 | 0 | 100 | 0 | 0 | 0 |  | * |  |  | 1 | 1 | 1
09095011_09095012 | 0909 | 09095011 | 09095012 | YZN | P611803 TO P611804 | 3-#2A5005C | 3-#2A5005C | 37 | 37 | 40 | 80 | 0 | 30 | 0 | 257.1 | 0 | 0 | 1 | 1 | 1 | Unknown | Unknown | 0 | Unknown | 0 | 0 | 0 | Unknown | Unknown | 0 | 0 | 0 | 0 | Unknown | Unknown | Unknown | N | N | 0 | Unknown |  | 0 | 0 | 0 | 0 | 0 | 100 | 0 | 0 | 0 |  | * |  |  | 1 | 1 | 1
09095011_09095014 | 0909 | 09095011 | 09095014 | XYZN | P611803 TO P217350 | 3-#6_CU_C | 3-#6_CU_C | 37 | 37 | 40 | 80 | 0 | 30 | 0 | 248.9 | 0 | 0 | 1 | 1 | 1 | Unknown | Unknown | 0 | Unknown | 0 | 0 | 0 | Unknown | Unknown | 0 | 0 | 0 | 0 | Unknown | Unknown | Unknown | N | N | 0 | Unknown |  | 0 | 0 | 0 | 0 | 0 | 100 | 0 | 0 | 0 |  | * |  |  | 1 | 1 | 1
09095012_09095013 | 0909 | 09095012 | 09095013 | YZN | P611804 TO P611805 | 3-#2A5005C | 3-#2A5005C | 37 | 37 | 40 | 80 | 0 | 30 | 0 | 237.4 | 0 | 0 | 1 | 1 | 1 | Unknown | Unknown | 0 | Unknown | 0 | 0 | 0 | Unknown | Unknown | 0 | 0 | 0 | 0 | Unknown | Unknown | Unknown | N | N | 0 | Unknown |  | 0 | 0 | 0 | 0 | 0 | 100 | 0 | 0 | 0 |  | * |  |  | 1 | 1 | 1
09095014_09095015 | 0909 | 09095014 | 09095015 | XYZN | P217350 TO P611525 | 3-#6_CU_C | 3-#6_CU_C | 37 | 37 | 40 | 80 | 0 | 30 | 0 | 163.4 | 0 | 0 | 1 | 1 | 1 | Unknown | Unknown | 0 | Unknown | 0 | 0 | 0 | Unknown | Unknown | 0 | 0 | 0 | 0 | Unknown | Unknown | Unknown | N | N | 0 | Unknown |  | 0 | 0 | 0 | 0 | 0 | 100 | 0 | 0 | 0 |  | * |  |  | 1 | 1 | 1
09095015_09095016 | 0909 | 09095015 | 09095016 | XY N | P611525 TO P410152 | 3-#6_CU_B | 3-#6_CU_B | 37 | 37 | 40 | 80 | 0 | 30 | 0 | 254.3 | 0 | 0 | 1 | 1 | 1 | Unknown | Unknown | 0 | Unknown | 0 | 0 | 0 | Unknown | Unknown | 0 | 0 | 0 | 0 | Unknown | Unknown | Unknown | N | N | 0 | Unknown |  | 0 | 0 | 0 | 0 | 0 | 100 | 0 | 0 | 0 |  | * |  |  | 1 | 1 | 1
09095016_09095017 | 0909 | 09095016 | 09095017 | XY N | P410152 TO P410153 | 4-4&6CU_E | 4-4&6CU_E | 37 | 37 | 40 | 80 | 0 | 30 | 0 | 297.4 | 0 | 0 | 1 | 1 | 1 | Unknown | Unknown | 0 | Unknown | 0 | 0 | 0 | Unknown | Unknown | 0 | 0 | 0 | 0 | Unknown | Unknown | Unknown | N | N | 0 | Unknown |  | 0 | 0 | 0 | 0 | 0 | 100 | 0 | 0 | 0 |  | * |  |  | 1 | 1 | 1
09095018_09095019 | 0909 | 09095018 | 09095019 | X ZN | P117059 TO P117060 | 3-#6_CU_B | 3-#6_CU_B | 37 | 37 | 40 | 80 | 0 | 30 | 0 | 406.1 | 0 | 0 | 1 | 1 | 1 | Unknown | Unknown | 0 | Unknown | 0 | 0 | 0 | Unknown | Unknown | 0 | 0 | 0 | 0 | Unknown | Unknown | Unknown | N | N | 0 | Unknown |  | 0 | 0 | 0 | 0 | 0 | 100 | 0 | 0 | 0 |  | * |  |  | 1 | 1 | 1
090951_09095101 | 0909 | 090951 | 09095101 | X ZN | Z16445 TO P319096 | 3-#6_CU_B | 3-#6_CU_B | 37 | 37 | 40 | 80 | 0 | 30 | 0 | 105.3 | 0 | 0 | 1 | 1 | 1 | Unknown | Unknown | 0 | Unknown | 0 | 0 | 0 | Unknown | Unknown | 0 | 0 | 0 | 0 | Unknown | Unknown | Unknown | N | N | 0 | Unknown |  | 0 | 0 | 0 | 0 | 0 | 100 | 0 | 0 | 0 |  | * |  |  | 1 | 1 | 1
090951_09095102 | 0909 | 090951 | 09095102 | XYZN | Z16445 TO P16446 | 3-#6_CU_C | 3-#6_CU_C | 37 | 37 | 40 | 80 | 0 | 30 | 0 | 84 | 0 | 0 | 1 | 1 | 1 | Unknown | Unknown | 0 | Unknown | 0 | 0 | 0 | Unknown | Unknown | 0 | 0 | 0 | 0 | Unknown | Unknown | Unknown | N | N | 0 | Unknown |  | 0 | 0 | 0 | 0 | 0 | 100 | 0 | 0 | 0 |  | * |  |  | 1 | 1 | 1
090951_090952 | 0909 | 090951 | 090952 | XYZN | Z16445 TO Z12823 | 3-3/0_AL_C | 3-3\0_AL_C | 37 | 37 | 40 | 80 | 0 | 30 | 0 | 297.1 | 0 | 0 | 1 | 1 | 1 | Unknown | Unknown | 0 | Unknown | 0 | 0 | 0 | Unknown | Unknown | 0 | 0 | 0 | 0 | Unknown | Unknown | Unknown | N | N | 0 | Unknown |  | 0 | 0 | 0 | 0 | 0 | 100 | 0 | 0 | 0 |  | * |  |  | 1 | 1 | 1
09095102A_09095103 | 0909 | 09095102A | 09095103 | XYZN | P16446 TO P214195 | 3-#6_CU_C | 3-#6_CU_C | 37 | 37 | 40 | 80 | 0 | 30 | 0 | 329 | 0 | 0 | 1 | 1 | 1 | Unknown | Unknown | 0 | Unknown | 0 | 0 | 0 | Unknown | Unknown | 0 | 0 | 0 | 0 | Unknown | Unknown | Unknown | N | N | 0 | Unknown |  | 0 | 0 | 0 | 0 | 0 | 100 | 0 | 0 | 0 |  | * |  |  | 1 | 1 | 1
09095103_09095104 | 0909 | 09095103 | 09095104 | XYZN | P214195 TO P214196 | 3-#6_CU_C | 3-#6_CU_C | 37 | 37 | 40 | 80 | 0 | 30 | 0 | 241 | 0 | 0 | 1 | 1 | 1 | Unknown | Unknown | 0 | Unknown | 0 | 0 | 0 | Unknown | Unknown | 0 | 0 | 0 | 0 | Unknown | Unknown | Unknown | N | N | 0 | Unknown |  | 0 | 0 | 0 | 0 | 0 | 100 | 0 | 0 | 0 |  | * |  |  | 1 | 1 | 1
09095104_09095105 | 0909 | 09095104 | 09095105 | XY N | P214196 TO P717362 | 3-#6_CU_B | 3-#6_CU_B | 37 | 37 | 40 | 80 | 0 | 30 | 0 | 102.4 | 0 | 0 | 1 | 1 | 1 | Unknown | Unknown | 0 | Unknown | 0 | 0 | 0 | Unknown | Unknown | 0 | 0 | 0 | 0 | Unknown | Unknown | Unknown | N | N | 0 | Unknown |  | 0 | 0 | 0 | 0 | 0 | 100 | 0 | 0 | 0 |  | * |  |  | 1 | 1 | 1
09095105_09095106 | 0909 | 09095105 | 09095106 | XY N | P717362 TO P717363 | 3-#2_AL_B | 3-#2_AL_B | 37 | 37 | 40 | 80 | 0 | 30 | 0 | 314 | 0 | 0 | 1 | 1 | 1 | Unknown | Unknown | 0 | Unknown | 0 | 0 | 0 | Unknown | Unknown | 0 | 0 | 0 | 0 | Unknown | Unknown | Unknown | N | N | 0 | Unknown |  | 0 | 0 | 0 | 0 | 0 | 100 | 0 | 0 | 0 |  | * |  |  | 1 | 1 | 1
09095105_09095112 | 0909 | 09095105 | 09095112 | XY N | P717362 TO P214197 | 3-#6_CU_B | 3-#6_CU_B | 37 | 37 | 40 | 80 | 0 | 30 | 0 | 169.1 | 0 | 0 | 1 | 1 | 1 | Unknown | Unknown | 0 | Unknown | 0 | 0 | 0 | Unknown | Unknown | 0 | 0 | 0 | 0 | Unknown | Unknown | Unknown | N | N | 0 | Unknown |  | 0 | 0 | 0 | 0 | 0 | 100 | 0 | 0 | 0 |  | * |  |  | 1 | 1 | 1
09095106_09095107 | 0909 | 09095106 | 09095107 | XY N | P717363 TO P717364 | 3-#2_AL_B | 3-#2_AL_B | 37 | 37 | 40 | 80 | 0 | 30 | 0 | 278 | 0 | 0 | 1 | 1 | 1 | Unknown | Unknown | 0 | Unknown | 0 | 0 | 0 | Unknown | Unknown | 0 | 0 | 0 | 0 | Unknown | Unknown | Unknown | N | N | 0 | Unknown |  | 0 | 0 | 0 | 0 | 0 | 100 | 0 | 0 | 0 |  | * |  |  | 1 | 1 | 1
09095107_09095108 | 0909 | 09095107 | 09095108 | XY N | P717364 TO P717365 | 3-#2_AL_B | 3-#2_AL_B | 37 | 37 | 40 | 80 | 0 | 30 | 0 | 156 | 0 | 0 | 1 | 1 | 1 | Unknown | Unknown | 0 | Unknown | 0 | 0 | 0 | Unknown | Unknown | 0 | 0 | 0 | 0 | Unknown | Unknown | Unknown | N | N | 0 | Unknown |  | 0 | 0 | 0 | 0 | 0 | 100 | 0 | 0 | 0 |  | * |  |  | 1 | 1 | 1
09095108_09095109 | 0909 | 09095108 | 09095109 | XY N | P717365 TO P717366 | 3-#2_AL_B | 3-#2_AL_B | 37 | 37 | 40 | 80 | 0 | 30 | 0 | 146.2 | 0 | 0 | 1 | 1 | 1 | Unknown | Unknown | 0 | Unknown | 0 | 0 | 0 | Unknown | Unknown | 0 | 0 | 0 | 0 | Unknown | Unknown | Unknown | N | N | 0 | Unknown |  | 0 | 0 | 0 | 0 | 0 | 100 | 0 | 0 | 0 |  | * |  |  | 1 | 1 | 1
09095109_09095110 | 0909 | 09095109 | 09095110 | XY N | P717366 TO P719981 | 3-#2_AL_B | 3-#2_AL_B | 37 | 37 | 40 | 80 | 0 | 30 | 0 | 241.4 | 0 | 0 | 1 | 1 | 1 | Unknown | Unknown | 0 | Unknown | 0 | 0 | 0 | Unknown | Unknown | 0 | 0 | 0 | 0 | Unknown | Unknown | Unknown | N | N | 0 | Unknown |  | 0 | 0 | 0 | 0 | 0 | 100 | 0 | 0 | 0 |  | * |  |  | 1 | 1 | 1
09095110_09095111 | 0909 | 09095110 | 09095111 | XY N | P719981 TO P719982 | 3-#2_AL_B | 3-#2_AL_B | 37 | 37 | 40 | 80 | 0 | 30 | 0 | 317.2 | 0 | 0 | 1 | 1 | 1 | Unknown | Unknown | 0 | Unknown | 0 | 0 | 0 | Unknown | Unknown | 0 | 0 | 0 | 0 | Unknown | Unknown | Unknown | N | N | 0 | Unknown |  | 0 | 0 | 0 | 0 | 0 | 100 | 0 | 0 | 0 |  | * |  |  | 1 | 1 | 1
090952_09095201 | 0909 | 090952 | 09095201 | XYZN | Z12823 TO P318970 | 3-#6_CU_C | 3-#6_CU_C | 37 | 37 | 40 | 80 | 0 | 30 | 0 | 34 | 0 | 0 | 1 | 1 | 1 | Unknown | Unknown | 0 | Unknown | 0 | 0 | 0 | Unknown | Unknown | 0 | 0 | 0 | 0 | Unknown | Unknown | Unknown | N | N | 0 | Unknown |  | 0 | 0 | 0 | 0 | 0 | 100 | 0 | 0 | 0 |  | * |  |  | 1 | 1 | 1
090952_09095206 | 0909 | 090952 | 09095206 | XY N | Z12823 TO P112413 | 3-#2_AL_B | 3-#2_AL_B | 37 | 37 | 40 | 80 | 0 | 30 | 0 | 100 | 0 | 0 | 1 | 1 | 1 | Unknown | Unknown | 0 | Unknown | 0 | 0 | 0 | Unknown | Unknown | 0 | 0 | 0 | 0 | Unknown | Unknown | Unknown | N | N | 0 | Unknown |  | 0 | 0 | 0 | 0 | 0 | 100 | 0 | 0 | 0 |  | * |  |  | 1 | 1 | 1
090952_090953 | 0909 | 090952 | 090953 | XYZN | Z12823 TO Z12822 | 3-3/0_AL_C | 3-3\0_AL_C | 37 | 37 | 40 | 80 | 0 | 30 | 0 | 354 | 0 | 0 | 1 | 1 | 1 | Unknown | Unknown | 0 | Unknown | 0 | 0 | 0 | Unknown | Unknown | 0 | 0 | 0 | 0 | Unknown | Unknown | Unknown | N | N | 0 | Unknown |  | 0 | 0 | 0 | 0 | 0 | 100 | 0 | 0 | 0 |  | * |  |  | 1 | 1 | 1
09095201_09095202 | 0909 | 09095201 | 09095202 | XYZN | P318970 TO P111277 | 3-#6_CU_C | 3-#6_CU_C | 37 | 37 | 40 | 80 | 0 | 30 | 0 | 70 | 0 | 0 | 1 | 1 | 1 | Unknown | Unknown | 0 | Unknown | 0 | 0 | 0 | Unknown | Unknown | 0 | 0 | 0 | 0 | Unknown | Unknown | Unknown | N | N | 0 | Unknown |  | 0 | 0 | 0 | 0 | 0 | 100 | 0 | 0 | 0 |  | * |  |  | 1 | 1 | 1
09095202_09095203 | 0909 | 09095202 | 09095203 | XYZN | P111277 TO P111278 | 3-#6_CU_C | 3-#6_CU_C | 37 | 37 | 40 | 80 | 0 | 30 | 0 | 198 | 0 | 0 | 1 | 1 | 1 | Unknown | Unknown | 0 | Unknown | 0 | 0 | 0 | Unknown | Unknown | 0 | 0 | 0 | 0 | Unknown | Unknown | Unknown | N | N | 0 | Unknown |  | 0 | 0 | 0 | 0 | 0 | 100 | 0 | 0 | 0 |  | * |  |  | 1 | 1 | 1
09095203_09095204 | 0909 | 09095203 | 09095204 | XYZN | P111278 TO P116399 | 3-#6_CU_C | 3-#6_CU_C | 37 | 37 | 40 | 80 | 0 | 30 | 0 | 343 | 0 | 0 | 1 | 1 | 1 | Unknown | Unknown | 0 | Unknown | 0 | 0 | 0 | Unknown | Unknown | 0 | 0 | 0 | 0 | Unknown | Unknown | Unknown | N | N | 0 | Unknown |  | 0 | 0 | 0 | 0 | 0 | 100 | 0 | 0 | 0 |  | * |  |  | 1 | 1 | 1
09095204_09095205 | 0909 | 09095204 | 09095205 | XYZN | P116399 TO CG199999 | 3-#6_CU_C | 3-#6_CU_C | 37 | 37 | 40 | 80 | 0 | 30 | 0 | 10 | 0 | 0 | 1 | 1 | 1 | 3-#6_CU_C | 3-#6_CU_C | 0 | Unknown | 0 | 0 | 0 | Unknown | Unknown | 0 | 0 | 0 | 0 | Unknown | Unknown | Unknown | N | N | 0 | Unknown |  | 0 | 0 | 0 | 0 | 0 | 100 | 0 | 0 | 0 |  | * |  |  | 1 | 1 | 1
090953_09095301 | 0909 | 090953 | 09095301 | XYZN | Z12822 TO P618857 | 3-#6_CU_C | 3-#6_CU_C | 37 | 37 | 40 | 80 | 0 | 30 | 0 | 37 | 0 | 0 | 1 | 1 | 1 | Unknown | Unknown | 0 | Unknown | 0 | 0 | 0 | Unknown | Unknown | 0 | 0 | 0 | 0 | Unknown | Unknown | Unknown | N | N | 0 | Unknown |  | 0 | 0 | 0 | 0 | 0 | 100 | 0 | 0 | 0 |  | * |  |  | 1 | 1 | 1
090953_090954 | 0909 | 090953 | 090954 | XYZN | Z12822 TO Z18501 | 3-636_AL_C | 3-636_AL_C | 37 | 37 | 40 | 80 | 0 | 30 | 0 | 191 | 0 | 0 | 1 | 1 | 1 | Unknown | Unknown | 0 | Unknown | 0 | 0 | 0 | Unknown | Unknown | 0 | 0 | 0 | 0 | Unknown | Unknown | Unknown | N | N | 0 | Unknown |  | 0 | 0 | 0 | 0 | 0 | 100 | 0 | 0 | 0 |  | * |  |  | 1 | 1 | 1
09095301_09095302 | 0909 | 09095301 | 09095302 | XYZN | P618857 TO P414032 | 3-#6_CU_C | 3-#6_CU_C | 37 | 37 | 40 | 80 | 0 | 30 | 0 | 36 | 0 | 0 | 1 | 1 | 1 | Unknown | Unknown | 0 | Unknown | 0 | 0 | 0 | Unknown | Unknown | 0 | 0 | 0 | 0 | Unknown | Unknown | Unknown | N | N | 0 | Unknown |  | 0 | 0 | 0 | 0 | 0 | 100 | 0 | 0 | 0 |  | * |  |  | 1 | 1 | 1
090954_09095401 | 0909 | 090954 | 09095401 | XYZN | Z18501 TO P114750 | 3-#6_CU_C | 3-#6_CU_C | 37 | 37 | 40 | 80 | 0 | 30 | 0 | 93.2 | 0 | 0 | 1 | 1 | 1 | Unknown | Unknown | 0 | Unknown | 0 | 0 | 0 | Unknown | Unknown | 0 | 0 | 0 | 0 | Unknown | Unknown | Unknown | N | N | 0 | Unknown |  | 0 | 0 | 0 | 0 | 0 | 100 | 0 | 0 | 0 |  | * |  |  | 1 | 1 | 1
090954_09095494 | 0909 | 090954 | 09095494 | XY N | Z18501 TO P18502 | 3-#6_CU_B | 3-#6_CU_B | 37 | 37 | 40 | 80 | 0 | 30 | 0 | 72.2 | 0 | 0 | 1 | 1 | 1 | Unknown | Unknown | 0 | Unknown | 0 | 0 | 0 | Unknown | Unknown | 0 | 0 | 0 | 0 | Unknown | Unknown | Unknown | N | N | 0 | Unknown |  | 0 | 0 | 0 | 0 | 0 | 100 | 0 | 0 | 0 |  | * |  |  | 1 | 1 | 1
090954_090955 | 0909 | 090954 | 090955 | XYZN | Z18501 TO P188058 | 3-636_AL_C | 3-636_AL_C | 37 | 37 | 40 | 80 | 0 | 30 | 0 | 166.1 | 0 | 0 | 1 | 1 | 1 | 3-636_AL_C | 3-636_AL_C | 0 | Unknown | 0 | 0 | 0 | Unknown | Unknown | 0 | 0 | 0 | 0 | Unknown | Unknown | Unknown | N | N | 0 | Unknown |  | 0 | 0 | 0 | 0 | 0 | 100 | 0 | 0 | 0 |  | * |  |  | 1 | 1 | 1
09095401_09095402 | 0909 | 09095401 | 09095402 | XYZN | P114750 TO P116636 | 3-#6_CU_C | 3-#6_CU_C | 37 | 37 | 40 | 80 | 0 | 30 | 0 | 247.2 | 0 | 0 | 1 | 1 | 1 | Unknown | Unknown | 0 | Unknown | 0 | 0 | 0 | Unknown | Unknown | 0 | 0 | 0 | 0 | Unknown | Unknown | Unknown | N | N | 0 | Unknown |  | 0 | 0 | 0 | 0 | 0 | 100 | 0 | 0 | 0 |  | * |  |  | 1 | 1 | 1
09095402A_09095403 | 0909 | 09095402A | 09095403 | XYZN | P116636 TO P117523 | 3-#6_CU_C | 3-#6_CU_C | 37 | 37 | 40 | 80 | 0 | 30 | 0 | 295.5 | 0 | 0 | 1 | 1 | 1 | Unknown | Unknown | 0 | Unknown | 0 | 0 | 0 | Unknown | Unknown | 0 | 0 | 0 | 0 | Unknown | Unknown | Unknown | N | N | 0 | Unknown |  | 0 | 0 | 0 | 0 | 0 | 100 | 0 | 0 | 0 |  | * |  |  | 1 | 1 | 1
09095403_09095404 | 0909 | 09095403 | 09095404 | XYZN | P117523 TO P513409 | 3-#6_CU_C | 3-#6_CU_C | 37 | 37 | 40 | 80 | 0 | 30 | 0 | 187.3 | 0 | 0 | 1 | 1 | 1 | Unknown | Unknown | 0 | Unknown | 0 | 0 | 0 | Unknown | Unknown | 0 | 0 | 0 | 0 | Unknown | Unknown | Unknown | N | N | 0 | Unknown |  | 0 | 0 | 0 | 0 | 0 | 100 | 0 | 0 | 0 |  | * |  |  | 1 | 1 | 1
09095404_09095405 | 0909 | 09095404 | 09095405 | XYZN | P513409 TO CG199999 | 3-#6_CU_C | 3-#6_CU_C | 37 | 37 | 40 | 80 | 0 | 30 | 0 | 10 | 0 | 0 | 1 | 1 | 1 | 3-#6_CU_C | 3-#6_CU_C | 0 | Unknown | 0 | 0 | 0 | Unknown | Unknown | 0 | 0 | 0 | 0 | Unknown | Unknown | Unknown | N | N | 0 | Unknown |  | 0 | 0 | 0 | 0 | 0 | 100 | 0 | 0 | 0 |  | * |  |  | 1 | 1 | 1
09095404_09095406 | 0909 | 09095404 | 09095406 | XYZN | P513409 TO P210718 | 3-#6_CU_C | 3-#6_CU_C | 37 | 37 | 40 | 80 | 0 | 30 | 0 | 265 | 0 | 0 | 1 | 1 | 1 | Unknown | Unknown | 0 | Unknown | 0 | 0 | 0 | Unknown | Unknown | 0 | 0 | 0 | 0 | Unknown | Unknown | Unknown | N | N | 0 | Unknown |  | 0 | 0 | 0 | 0 | 0 | 100 | 0 | 0 | 0 |  | * |  |  | 1 | 1 | 1
09095406_09095407 | 0909 | 09095406 | 09095407 | X ZN | P210718 TO P136568 | 3-#2_AL_B | 3-#2_AL_B | 37 | 37 | 40 | 80 | 0 | 30 | 0 | 62.4 | 0 | 0 | 1 | 1 | 1 | Unknown | Unknown | 0 | Unknown | 0 | 0 | 0 | Unknown | Unknown | 0 | 0 | 0 | 0 | Unknown | Unknown | Unknown | N | N | 0 | Unknown |  | 0 | 0 | 0 | 0 | 0 | 100 | 0 | 0 | 0 |  | * |  |  | 1 | 1 | 1
09095406_09095410 | 0909 | 09095406 | 09095410 | XYZN | P210718 TO P210719 | 3-#6_CU_C | 3-#6_CU_C | 37 | 37 | 40 | 80 | 0 | 30 | 0 | 256.6 | 0 | 0 | 1 | 1 | 1 | Unknown | Unknown | 0 | Unknown | 0 | 0 | 0 | Unknown | Unknown | 0 | 0 | 0 | 0 | Unknown | Unknown | Unknown | N | N | 0 | Unknown |  | 0 | 0 | 0 | 0 | 0 | 100 | 0 | 0 | 0 |  | * |  |  | 1 | 1 | 1
09095407_09095408 | 0909 | 09095407 | 09095408 | X ZN | P136568 TO P136569 | 3-#2_AL_B | 3-#2_AL_B | 37 | 37 | 40 | 80 | 0 | 30 | 0 | 264 | 0 | 0 | 1 | 1 | 1 | Unknown | Unknown | 0 | Unknown | 0 | 0 | 0 | Unknown | Unknown | 0 | 0 | 0 | 0 | Unknown | Unknown | Unknown | N | N | 0 | Unknown |  | 0 | 0 | 0 | 0 | 0 | 100 | 0 | 0 | 0 |  | * |  |  | 1 | 1 | 1
09095408_09095409 | 0909 | 09095408 | 09095409 | X ZN | P136569 TO P136570 | 3-#2_AL_B | 3-#2_AL_B | 37 | 37 | 40 | 80 | 0 | 30 | 0 | 409.7 | 0 | 0 | 1 | 1 | 1 | Unknown | Unknown | 0 | Unknown | 0 | 0 | 0 | Unknown | Unknown | 0 | 0 | 0 | 0 | Unknown | Unknown | Unknown | N | N | 0 | Unknown |  | 0 | 0 | 0 | 0 | 0 | 100 | 0 | 0 | 0 |  | * |  |  | 1 | 1 | 1
09095410_09095411 | 0909 | 09095410 | 09095411 | XYZN | P210719 TO P615115 | 3-#2A5005C | 3-#2A5005C | 37 | 37 | 40 | 80 | 0 | 30 | 0 | 59 | 0 | 0 | 1 | 1 | 1 | Unknown | Unknown | 0 | Unknown | 0 | 0 | 0 | Unknown | Unknown | 0 | 0 | 0 | 0 | Unknown | Unknown | Unknown | N | N | 0 | Unknown |  | 0 | 0 | 0 | 0 | 0 | 100 | 0 | 0 | 0 |  | * |  |  | 1 | 1 | 1
09095410_09095414 | 0909 | 09095410 | 09095414 | XYZN | P210719 TO P210720 | 3-#6_CU_C | 3-#6_CU_C | 37 | 37 | 40 | 80 | 0 | 30 | 0 | 245.3 | 0 | 0 | 1 | 1 | 1 | Unknown | Unknown | 0 | Unknown | 0 | 0 | 0 | Unknown | Unknown | 0 | 0 | 0 | 0 | Unknown | Unknown | Unknown | N | N | 0 | Unknown |  | 0 | 0 | 0 | 0 | 0 | 100 | 0 | 0 | 0 |  | * |  |  | 1 | 1 | 1
09095411_09095412 | 0909 | 09095411 | 09095412 | XYZN | P615115 TO P615116 | 3-#2A5005C | 3-#2A5005C | 37 | 37 | 40 | 80 | 0 | 30 | 0 | 300 | 0 | 0 | 1 | 1 | 1 | Unknown | Unknown | 0 | Unknown | 0 | 0 | 0 | Unknown | Unknown | 0 | 0 | 0 | 0 | Unknown | Unknown | Unknown | N | N | 0 | Unknown |  | 0 | 0 | 0 | 0 | 0 | 100 | 0 | 0 | 0 |  | * |  |  | 1 | 1 | 1
09095412_09095413 | 0909 | 09095412 | 09095413 | X ZN | P615116 TO P233616 | 3-#2_AL_B | 3-#2_AL_B | 37 | 37 | 40 | 80 | 0 | 30 | 0 | 83.8 | 0 | 0 | 1 | 1 | 1 | Unknown | Unknown | 0 | Unknown | 0 | 0 | 0 | Unknown | Unknown | 0 | 0 | 0 | 0 | Unknown | Unknown | Unknown | N | N | 0 | Unknown |  | 0 | 0 | 0 | 0 | 0 | 100 | 0 | 0 | 0 |  | * |  |  | 1 | 1 | 1
09095414_09095416 | 0909 | 09095414 | 09095416 | XYZN | P210720 TO P512434 | 3-#6_CU_C | 3-#6_CU_C | 37 | 37 | 40 | 80 | 0 | 30 | 0 | 220.3 | 0 | 0 | 1 | 1 | 1 | Unknown | Unknown | 0 | Unknown | 0 | 0 | 0 | Unknown | Unknown | 0 | 0 | 0 | 0 | Unknown | Unknown | Unknown | N | N | 0 | Unknown |  | 0 | 0 | 0 | 0 | 0 | 100 | 0 | 0 | 0 |  | * |  |  | 1 | 1 | 1
09095414A_09095415 | 0909 | 09095414A | 09095415 | XY N | P210720 TO D3875577719 | 2ALPECNPID | 2ALPECNPID | 37 | 37 | 40 | 80 | 0 | 30 | 0 | 418 | 0 | 0 | 1 | 1 | 1 | 2ALPECNPID | 2ALPECNPID | 0 | Unknown | 0 | 0 | 0 | Unknown | Unknown | 0 | 0 | 0 | 0 | Unknown | Unknown | Unknown | N | N | 0 | Unknown |  | 0 | 0 | 0 | 0 | 0 | 100 | 0 | 0 | 0 |  | * |  |  | 1 | 1 | 1
09095416_09095417 | 0909 | 09095416 | 09095417 | XYZN | P512434 TO P210721 | 3-#6_CU_C | 3-#6_CU_C | 37 | 37 | 40 | 80 | 0 | 30 | 0 | 211.5 | 0 | 0 | 1 | 1 | 1 | Unknown | Unknown | 0 | Unknown | 0 | 0 | 0 | Unknown | Unknown | 0 | 0 | 0 | 0 | Unknown | Unknown | Unknown | N | N | 0 | Unknown |  | 0 | 0 | 0 | 0 | 0 | 100 | 0 | 0 | 0 |  | * |  |  | 1 | 1 | 1
09095417_09095418 | 0909 | 09095417 | 09095418 | YZN | P210721 TO P811205 | 3-#2_AL_B | 3-#2_AL_B | 37 | 37 | 40 | 80 | 0 | 30 | 0 | 256 | 0 | 0 | 1 | 1 | 1 | Unknown | Unknown | 0 | Unknown | 0 | 0 | 0 | Unknown | Unknown | 0 | 0 | 0 | 0 | Unknown | Unknown | Unknown | N | N | 0 | Unknown |  | 0 | 0 | 0 | 0 | 0 | 100 | 0 | 0 | 0 |  | * |  |  | 1 | 1 | 1
09095417_09095420 | 0909 | 09095417 | 09095420 | XYZN | P210721 TO P210722 | 3-#6_CU_C | 3-#6_CU_C | 37 | 37 | 40 | 80 | 0 | 30 | 0 | 258.4 | 0 | 0 | 1 | 1 | 1 | Unknown | Unknown | 0 | Unknown | 0 | 0 | 0 | Unknown | Unknown | 0 | 0 | 0 | 0 | Unknown | Unknown | Unknown | N | N | 0 | Unknown |  | 0 | 0 | 0 | 0 | 0 | 100 | 0 | 0 | 0 |  | * |  |  | 1 | 1 | 1
09095418_09095419 | 0909 | 09095418 | 09095419 | YZN | P811205 TO P811206 | 3-#2_AL_B | 3-#2_AL_B | 37 | 37 | 40 | 80 | 0 | 30 | 0 | 226 | 0 | 0 | 1 | 1 | 1 | Unknown | Unknown | 0 | Unknown | 0 | 0 | 0 | Unknown | Unknown | 0 | 0 | 0 | 0 | Unknown | Unknown | Unknown | N | N | 0 | Unknown |  | 0 | 0 | 0 | 0 | 0 | 100 | 0 | 0 | 0 |  | * |  |  | 1 | 1 | 1
09095420_09095421 | 0909 | 09095420 | 09095421 | XYZN | P210722 TO P210723 | 3-#6_CU_C | 3-#6_CU_C | 37 | 37 | 40 | 80 | 0 | 30 | 0 | 413 | 0 | 0 | 1 | 1 | 1 | Unknown | Unknown | 0 | Unknown | 0 | 0 | 0 | Unknown | Unknown | 0 | 0 | 0 | 0 | Unknown | Unknown | Unknown | N | N | 0 | Unknown |  | 0 | 0 | 0 | 0 | 0 | 100 | 0 | 0 | 0 |  | * |  |  | 1 | 1 | 1
09095421_09095422 | 0909 | 09095421 | 09095422 | XY N | P210723 TO P817249 | 3-#2_AL_B | 3-#2_AL_B | 37 | 37 | 40 | 80 | 0 | 30 | 0 | 166 | 0 | 0 | 1 | 1 | 1 | Unknown | Unknown | 0 | Unknown | 0 | 0 | 0 | Unknown | Unknown | 0 | 0 | 0 | 0 | Unknown | Unknown | Unknown | N | N | 0 | Unknown |  | 0 | 0 | 0 | 0 | 0 | 100 | 0 | 0 | 0 |  | * |  |  | 1 | 1 | 1
09095421_09095425 | 0909 | 09095421 | 09095425 | XYZN | P210723 TO P212765 | 3-#6_CU_C | 3-#6_CU_C | 37 | 37 | 40 | 80 | 0 | 30 | 0 | 314.1 | 0 | 0 | 1 | 1 | 1 | Unknown | Unknown | 0 | Unknown | 0 | 0 | 0 | Unknown | Unknown | 0 | 0 | 0 | 0 | Unknown | Unknown | Unknown | N | N | 0 | Unknown |  | 0 | 0 | 0 | 0 | 0 | 100 | 0 | 0 | 0 |  | * |  |  | 1 | 1 | 1
09095421_09095456 | 0909 | 09095421 | 09095456 | XYZN | P210723 TO P210724 | 3-#6_CU_C | 3-#6_CU_C | 37 | 37 | 40 | 80 | 0 | 30 | 0 | 254.2 | 0 | 0 | 1 | 1 | 1 | Unknown | Unknown | 0 | Unknown | 0 | 0 | 0 | Unknown | Unknown | 0 | 0 | 0 | 0 | Unknown | Unknown | Unknown | N | N | 0 | Unknown |  | 0 | 0 | 0 | 0 | 0 | 100 | 0 | 0 | 0 |  | * |  |  | 1 | 1 | 1
09095422_09095423 | 0909 | 09095422 | 09095423 | XY N | P817249 TO P103314 | 3-#2_AL_B | 3-#2_AL_B | 37 | 37 | 40 | 80 | 0 | 30 | 0 | 272.1 | 0 | 0 | 1 | 1 | 1 | Unknown | Unknown | 0 | Unknown | 0 | 0 | 0 | Unknown | Unknown | 0 | 0 | 0 | 0 | Unknown | Unknown | Unknown | N | N | 0 | Unknown |  | 0 | 0 | 0 | 0 | 0 | 100 | 0 | 0 | 0 |  | * |  |  | 1 | 1 | 1
09095423_09095424 | 0909 | 09095423 | 09095424 | XY N | P103314 TO CG199999 | 3-#2_AL_B | 3-#2_AL_B | 37 | 37 | 40 | 80 | 0 | 30 | 0 | 10 | 0 | 0 | 1 | 1 | 1 | 3-#2_AL_B | 3-#2_AL_B | 0 | Unknown | 0 | 0 | 0 | Unknown | Unknown | 0 | 0 | 0 | 0 | Unknown | Unknown | Unknown | N | N | 0 | Unknown |  | 0 | 0 | 0 | 0 | 0 | 100 | 0 | 0 | 0 |  | * |  |  | 1 | 1 | 1
09095425_09095426 | 0909 | 09095425 | 09095426 | XYZN | P212765 TO P136198 | 3-#6_CU_C | 3-#6_CU_C | 37 | 37 | 40 | 80 | 0 | 30 | 0 | 241.1 | 0 | 0 | 1 | 1 | 1 | Unknown | Unknown | 0 | Unknown | 0 | 0 | 0 | Unknown | Unknown | 0 | 0 | 0 | 0 | Unknown | Unknown | Unknown | N | N | 0 | Unknown |  | 0 | 0 | 0 | 0 | 0 | 100 | 0 | 0 | 0 |  | * |  |  | 1 | 1 | 1
09095426_09095427 | 0909 | 09095426 | 09095427 | XYZN | P136198 TO P212766 | 3-#6_CU_C | 3-#6_CU_C | 37 | 37 | 40 | 80 | 0 | 30 | 0 | 155.1 | 0 | 0 | 1 | 1 | 1 | Unknown | Unknown | 0 | Unknown | 0 | 0 | 0 | Unknown | Unknown | 0 | 0 | 0 | 0 | Unknown | Unknown | Unknown | N | N | 0 | Unknown |  | 0 | 0 | 0 | 0 | 0 | 100 | 0 | 0 | 0 |  | * |  |  | 1 | 1 | 1
09095427_09095428 | 0909 | 09095427 | 09095428 | XYZN | P212766 TO P164429 | 3-#6_CU_C | 3-#6_CU_C | 37 | 37 | 40 | 80 | 0 | 30 | 0 | 123 | 0 | 0 | 1 | 1 | 1 | Unknown | Unknown | 0 | Unknown | 0 | 0 | 0 | Unknown | Unknown | 0 | 0 | 0 | 0 | Unknown | Unknown | Unknown | N | N | 0 | Unknown |  | 0 | 0 | 0 | 0 | 0 | 100 | 0 | 0 | 0 |  | * |  |  | 1 | 1 | 1
09095428_09095429 | 0909 | 09095428 | 09095429 | XYZN | P164429 TO P212767 | 3-#6_CU_C | 3-#6_CU_C | 37 | 37 | 40 | 80 | 0 | 30 | 0 | 180.2 | 0 | 0 | 1 | 1 | 1 | Unknown | Unknown | 0 | Unknown | 0 | 0 | 0 | Unknown | Unknown | 0 | 0 | 0 | 0 | Unknown | Unknown | Unknown | N | N | 0 | Unknown |  | 0 | 0 | 0 | 0 | 0 | 100 | 0 | 0 | 0 |  | * |  |  | 1 | 1 | 1
09095428A_09095454 | 0909 | 09095428A | 09095454 | YZN | P164429 TO D133998 | 1C#2SAPECN | 1C#2SAPECN | 37 | 37 | 40 | 80 | 0 | 30 | 0 | 472 | 0 | 0 | 1 | 1 | 1 | Unknown | Unknown | 0 | Unknown | 0 | 0 | 0 | Unknown | Unknown | 0 | 0 | 0 | 0 | Unknown | Unknown | Unknown | N | N | 0 | Unknown |  | 0 | 0 | 0 | 0 | 0 | 100 | 0 | 0 | 0 |  | * |  |  | 1 | 1 | 1
09095429_09095430 | 0909 | 09095429 | 09095430 | XYZN | P212767 TO P212768 | 3-#6_CU_C | 3-#6_CU_C | 37 | 37 | 40 | 80 | 0 | 30 | 0 | 157.1 | 0 | 0 | 1 | 1 | 1 | Unknown | Unknown | 0 | Unknown | 0 | 0 | 0 | Unknown | Unknown | 0 | 0 | 0 | 0 | Unknown | Unknown | Unknown | N | N | 0 | Unknown |  | 0 | 0 | 0 | 0 | 0 | 100 | 0 | 0 | 0 |  | * |  |  | 1 | 1 | 1
09095430_09095431 | 0909 | 09095430 | 09095431 | XY N | P212768 TO P212769 | 3-#6_CU_B | 3-#6_CU_B | 37 | 37 | 40 | 80 | 0 | 30 | 0 | 81.3 | 0 | 0 | 1 | 1 | 1 | Unknown | Unknown | 0 | Unknown | 0 | 0 | 0 | Unknown | Unknown | 0 | 0 | 0 | 0 | Unknown | Unknown | Unknown | N | N | 0 | Unknown |  | 0 | 0 | 0 | 0 | 0 | 100 | 0 | 0 | 0 |  | * |  |  | 1 | 1 | 1
09095430_09095433 | 0909 | 09095430 | 09095433 | XYZN | P212768 TO P615789 | 3-#2A5005C | 3-#2A5005C | 37 | 37 | 40 | 80 | 0 | 30 | 0 | 375.4 | 0 | 0 | 1 | 1 | 1 | Unknown | Unknown | 0 | Unknown | 0 | 0 | 0 | Unknown | Unknown | 0 | 0 | 0 | 0 | Unknown | Unknown | Unknown | N | N | 0 | Unknown |  | 0 | 0 | 0 | 0 | 0 | 100 | 0 | 0 | 0 |  | * |  |  | 1 | 1 | 1
09095430_09095445 | 0909 | 09095430 | 09095445 | X ZN | P212768 TO P212770 | 3-#6_CU_B | 3-#6_CU_B | 37 | 37 | 40 | 80 | 0 | 30 | 0 | 83.8 | 0 | 0 | 1 | 1 | 1 | Unknown | Unknown | 0 | Unknown | 0 | 0 | 0 | Unknown | Unknown | 0 | 0 | 0 | 0 | Unknown | Unknown | Unknown | N | N | 0 | Unknown |  | 0 | 0 | 0 | 0 | 0 | 100 | 0 | 0 | 0 |  | * |  |  | 1 | 1 | 1
09095431_09095432 | 0909 | 09095431 | 09095432 | XY N | P212769 TO P200146 | 3-#6_CU_B | 3-#6_CU_B | 37 | 37 | 40 | 80 | 0 | 30 | 0 | 79.2 | 0 | 0 | 1 | 1 | 1 | Unknown | Unknown | 0 | Unknown | 0 | 0 | 0 | Unknown | Unknown | 0 | 0 | 0 | 0 | Unknown | Unknown | Unknown | N | N | 0 | Unknown |  | 0 | 0 | 0 | 0 | 0 | 100 | 0 | 0 | 0 |  | * |  |  | 1 | 1 | 1
09095433_09095434 | 0909 | 09095433 | 09095434 | XYZN | P615789 TO P618450 | 3-#2A5005C | 3-#2A5005C | 37 | 37 | 40 | 80 | 0 | 30 | 0 | 148 | 0 | 0 | 1 | 1 | 1 | Unknown | Unknown | 0 | Unknown | 0 | 0 | 0 | Unknown | Unknown | 0 | 0 | 0 | 0 | Unknown | Unknown | Unknown | N | N | 0 | Unknown |  | 0 | 0 | 0 | 0 | 0 | 100 | 0 | 0 | 0 |  | * |  |  | 1 | 1 | 1
09095434_09095435 | 0909 | 09095434 | 09095435 | YZN | P618450 TO P618451 | 3-#2_AL_B | 3-#2_AL_B | 37 | 37 | 40 | 80 | 0 | 30 | 0 | 99.3 | 0 | 0 | 1 | 1 | 1 | Unknown | Unknown | 0 | Unknown | 0 | 0 | 0 | Unknown | Unknown | 0 | 0 | 0 | 0 | Unknown | Unknown | Unknown | N | N | 0 | Unknown |  | 0 | 0 | 0 | 0 | 0 | 100 | 0 | 0 | 0 |  | * |  |  | 1 | 1 | 1
09095434_09095438 | 0909 | 09095434 | 09095438 | XYZN | P618450 TO P615790 | 3-#2A5005C | 3-#2A5005C | 37 | 37 | 40 | 80 | 0 | 30 | 0 | 162 | 0 | 0 | 1 | 1 | 1 | Unknown | Unknown | 0 | Unknown | 0 | 0 | 0 | Unknown | Unknown | 0 | 0 | 0 | 0 | Unknown | Unknown | Unknown | N | N | 0 | Unknown |  | 0 | 0 | 0 | 0 | 0 | 100 | 0 | 0 | 0 |  | * |  |  | 1 | 1 | 1
09095435_09095436 | 0909 | 09095435 | 09095436 | YZN | P618451 TO P618452 | 3-#2_AL_B | 3-#2_AL_B | 37 | 37 | 40 | 80 | 0 | 30 | 0 | 228.2 | 0 | 0 | 1 | 1 | 1 | Unknown | Unknown | 0 | Unknown | 0 | 0 | 0 | Unknown | Unknown | 0 | 0 | 0 | 0 | Unknown | Unknown | Unknown | N | N | 0 | Unknown |  | 0 | 0 | 0 | 0 | 0 | 100 | 0 | 0 | 0 |  | * |  |  | 1 | 1 | 1
09095436_09095437 | 0909 | 09095436 | 09095437 | YZN | P618452 TO P618453 | 3-#2_AL_B | 3-#2_AL_B | 37 | 37 | 40 | 80 | 0 | 30 | 0 | 309.9 | 0 | 0 | 1 | 1 | 1 | Unknown | Unknown | 0 | Unknown | 0 | 0 | 0 | Unknown | Unknown | 0 | 0 | 0 | 0 | Unknown | Unknown | Unknown | N | N | 0 | Unknown |  | 0 | 0 | 0 | 0 | 0 | 100 | 0 | 0 | 0 |  | * |  |  | 1 | 1 | 1
09095438_09095439 | 0909 | 09095438 | 09095439 | XYZN | P615790 TO P617141 | 3-#2_AL_C | 3-#2_AL_C | 37 | 37 | 40 | 80 | 0 | 30 | 0 | 280 | 0 | 0 | 1 | 1 | 1 | Unknown | Unknown | 0 | Unknown | 0 | 0 | 0 | Unknown | Unknown | 0 | 0 | 0 | 0 | Unknown | Unknown | Unknown | N | N | 0 | Unknown |  | 0 | 0 | 0 | 0 | 0 | 100 | 0 | 0 | 0 |  | * |  |  | 1 | 1 | 1
09095438_09095441 | 0909 | 09095438 | 09095441 | XY N | P615790 TO P718461 | 3-#2_AL_B | 3-#2_AL_B | 37 | 37 | 40 | 80 | 0 | 30 | 0 | 195.1 | 0 | 0 | 1 | 1 | 1 | Unknown | Unknown | 0 | Unknown | 0 | 0 | 0 | Unknown | Unknown | 0 | 0 | 0 | 0 | Unknown | Unknown | Unknown | N | N | 0 | Unknown |  | 0 | 0 | 0 | 0 | 0 | 100 | 0 | 0 | 0 |  | * |  |  | 1 | 1 | 1
09095438_09095444 | 0909 | 09095438 | 09095444 | XYZN | P615790 TO P615791 | 3-#2_AL_C | 3-#2_AL_C | 37 | 37 | 40 | 80 | 0 | 30 | 0 | 87 | 0 | 0 | 1 | 1 | 1 | Unknown | Unknown | 0 | Unknown | 0 | 0 | 0 | Unknown | Unknown | 0 | 0 | 0 | 0 | Unknown | Unknown | Unknown | N | N | 0 | Unknown |  | 0 | 0 | 0 | 0 | 0 | 100 | 0 | 0 | 0 |  | * |  |  | 1 | 1 | 1
09095439_09095440 | 0909 | 09095439 | 09095440 | X ZN | P617141 TO P170104 | 3-#2_AL_B | 3-#2_AL_B | 37 | 37 | 40 | 80 | 0 | 30 | 0 | 104 | 0 | 0 | 1 | 1 | 1 | Unknown | Unknown | 0 | Unknown | 0 | 0 | 0 | Unknown | Unknown | 0 | 0 | 0 | 0 | Unknown | Unknown | Unknown | N | N | 0 | Unknown |  | 0 | 0 | 0 | 0 | 0 | 100 | 0 | 0 | 0 |  | * |  |  | 1 | 1 | 1
09095441_09095442 | 0909 | 09095441 | 09095442 | XY N | P718461 TO P137999 | 3-#2_AL_B | 3-#2_AL_B | 37 | 37 | 40 | 80 | 0 | 30 | 0 | 302 | 0 | 0 | 1 | 1 | 1 | Unknown | Unknown | 0 | Unknown | 0 | 0 | 0 | Unknown | Unknown | 0 | 0 | 0 | 0 | Unknown | Unknown | Unknown | N | N | 0 | Unknown |  | 0 | 0 | 0 | 0 | 0 | 100 | 0 | 0 | 0 |  | * |  |  | 1 | 1 | 1
09095442_09095443 | 0909 | 09095442 | 09095443 | XY N | P137999 TO P138000 | 3-#2_AL_B | 3-#2_AL_B | 37 | 37 | 40 | 80 | 0 | 30 | 0 | 241.1 | 0 | 0 | 1 | 1 | 1 | Unknown | Unknown | 0 | Unknown | 0 | 0 | 0 | Unknown | Unknown | 0 | 0 | 0 | 0 | Unknown | Unknown | Unknown | N | N | 0 | Unknown |  | 0 | 0 | 0 | 0 | 0 | 100 | 0 | 0 | 0 |  | * |  |  | 1 | 1 | 1
09095445_09095446 | 0909 | 09095445 | 09095446 | X ZN | P212770 TO P212771 | 3-#6_CU_B | 3-#6_CU_B | 37 | 37 | 40 | 80 | 0 | 30 | 0 | 381.3 | 0 | 0 | 1 | 1 | 1 | Unknown | Unknown | 0 | Unknown | 0 | 0 | 0 | Unknown | Unknown | 0 | 0 | 0 | 0 | Unknown | Unknown | Unknown | N | N | 0 | Unknown |  | 0 | 0 | 0 | 0 | 0 | 100 | 0 | 0 | 0 |  | * |  |  | 1 | 1 | 1
09095446_09095447 | 0909 | 09095446 | 09095447 | X ZN | P212771 TO P212772 | 3-#6_CU_B | 3-#6_CU_B | 37 | 37 | 40 | 80 | 0 | 30 | 0 | 386.1 | 0 | 0 | 1 | 1 | 1 | Unknown | Unknown | 0 | Unknown | 0 | 0 | 0 | Unknown | Unknown | 0 | 0 | 0 | 0 | Unknown | Unknown | Unknown | N | N | 0 | Unknown |  | 0 | 0 | 0 | 0 | 0 | 100 | 0 | 0 | 0 |  | * |  |  | 1 | 1 | 1
09095447_09095448 | 0909 | 09095447 | 09095448 | X ZN | P212772 TO P212773 | 3-#6_CU_B | 3-#6_CU_B | 37 | 37 | 40 | 80 | 0 | 30 | 0 | 314.6 | 0 | 0 | 1 | 1 | 1 | Unknown | Unknown | 0 | Unknown | 0 | 0 | 0 | Unknown | Unknown | 0 | 0 | 0 | 0 | Unknown | Unknown | Unknown | N | N | 0 | Unknown |  | 0 | 0 | 0 | 0 | 0 | 100 | 0 | 0 | 0 |  | * |  |  | 1 | 1 | 1
09095448_09095449 | 0909 | 09095448 | 09095449 | X ZN | P212773 TO P612380 | 3-#6_CU_B | 3-#6_CU_B | 37 | 37 | 40 | 80 | 0 | 30 | 0 | 99.7 | 0 | 0 | 1 | 1 | 1 | Unknown | Unknown | 0 | Unknown | 0 | 0 | 0 | Unknown | Unknown | 0 | 0 | 0 | 0 | Unknown | Unknown | Unknown | N | N | 0 | Unknown |  | 0 | 0 | 0 | 0 | 0 | 100 | 0 | 0 | 0 |  | * |  |  | 1 | 1 | 1
09095449_09095450 | 0909 | 09095449 | 09095450 | X ZN | P612380 TO P612381 | 3-#2A5005C | 3-#2A5005C | 37 | 37 | 40 | 80 | 0 | 30 | 0 | 256 | 0 | 0 | 1 | 1 | 1 | Unknown | Unknown | 0 | Unknown | 0 | 0 | 0 | Unknown | Unknown | 0 | 0 | 0 | 0 | Unknown | Unknown | Unknown | N | N | 0 | Unknown |  | 0 | 0 | 0 | 0 | 0 | 100 | 0 | 0 | 0 |  | * |  |  | 1 | 1 | 1
09095449_09095451 | 0909 | 09095449 | 09095451 | X ZN | P612380 TO P613318 | 3-#2A5005C | 3-#2A5005C | 37 | 37 | 40 | 80 | 0 | 30 | 0 | 300 | 0 | 0 | 1 | 1 | 1 | Unknown | Unknown | 0 | Unknown | 0 | 0 | 0 | Unknown | Unknown | 0 | 0 | 0 | 0 | Unknown | Unknown | Unknown | N | N | 0 | Unknown |  | 0 | 0 | 0 | 0 | 0 | 100 | 0 | 0 | 0 |  | * |  |  | 1 | 1 | 1
09095451_09095452 | 0909 | 09095451 | 09095452 | X ZN | P613318 TO P613319 | 3-#2A5005C | 3-#2A5005C | 37 | 37 | 40 | 80 | 0 | 30 | 0 | 260 | 0 | 0 | 1 | 1 | 1 | Unknown | Unknown | 0 | Unknown | 0 | 0 | 0 | Unknown | Unknown | 0 | 0 | 0 | 0 | Unknown | Unknown | Unknown | N | N | 0 | Unknown |  | 0 | 0 | 0 | 0 | 0 | 100 | 0 | 0 | 0 |  | * |  |  | 1 | 1 | 1
09095452_09095453 | 0909 | 09095452 | 09095453 | X ZN | P613319 TO P613320 | 3-#2A5005C | 3-#2A5005C | 37 | 37 | 40 | 80 | 0 | 30 | 0 | 192.3 | 0 | 0 | 1 | 1 | 1 | Unknown | Unknown | 0 | Unknown | 0 | 0 | 0 | Unknown | Unknown | 0 | 0 | 0 | 0 | Unknown | Unknown | Unknown | N | N | 0 | Unknown |  | 0 | 0 | 0 | 0 | 0 | 100 | 0 | 0 | 0 |  | * |  |  | 1 | 1 | 1
09095454_09095455 | 0909 | 09095454 | 09095455 | YZN | D133998 TO D134080 | 1C#2SAPECN | 1C#2SAPECN | 37 | 37 | 40 | 80 | 0 | 30 | 0 | 331 | 0 | 0 | 1 | 1 | 1 | Unknown | Unknown | 0 | Unknown | 0 | 0 | 0 | Unknown | Unknown | 0 | 0 | 0 | 0 | Unknown | Unknown | Unknown | N | N | 0 | Unknown |  | 0 | 0 | 0 | 0 | 0 | 100 | 0 | 0 | 0 |  | * |  |  | 1 | 1 | 1
09095456_09095457 | 0909 | 09095456 | 09095457 | XYZN | P210724 TO P210725 | 3-#6_CU_C | 3-#6_CU_C | 37 | 37 | 40 | 80 | 0 | 30 | 0 | 244.5 | 0 | 0 | 1 | 1 | 1 | Unknown | Unknown | 0 | Unknown | 0 | 0 | 0 | Unknown | Unknown | 0 | 0 | 0 | 0 | Unknown | Unknown | Unknown | N | N | 0 | Unknown |  | 0 | 0 | 0 | 0 | 0 | 100 | 0 | 0 | 0 |  | * |  |  | 1 | 1 | 1
09095457_09095458 | 0909 | 09095457 | 09095458 | XYZN | P210725 TO CG199999 | 3-#6_CU_C | 3-#6_CU_C | 37 | 37 | 40 | 80 | 0 | 30 | 0 | 10 | 0 | 0 | 1 | 1 | 1 | 3-#6_CU_C | 3-#6_CU_C | 0 | Unknown | 0 | 0 | 0 | Unknown | Unknown | 0 | 0 | 0 | 0 | Unknown | Unknown | Unknown | N | N | 0 | Unknown |  | 0 | 0 | 0 | 0 | 0 | 100 | 0 | 0 | 0 |  | * |  |  | 1 | 1 | 1
09095457_09095459 | 0909 | 09095457 | 09095459 | XYZN | P210725 TO P216390 | 3-#6_CU_C | 3-#6_CU_C | 37 | 37 | 40 | 80 | 0 | 30 | 0 | 151.5 | 0 | 0 | 1 | 1 | 1 | Unknown | Unknown | 0 | Unknown | 0 | 0 | 0 | Unknown | Unknown | 0 | 0 | 0 | 0 | Unknown | Unknown | Unknown | N | N | 0 | Unknown |  | 0 | 0 | 0 | 0 | 0 | 100 | 0 | 0 | 0 |  | * |  |  | 1 | 1 | 1
09095459_09095460 | 0909 | 09095459 | 09095460 | XYZN | P216390 TO P216391 | 3-#6_CU_C | 3-#6_CU_C | 37 | 37 | 40 | 80 | 0 | 30 | 0 | 198.2 | 0 | 0 | 1 | 1 | 1 | Unknown | Unknown | 0 | Unknown | 0 | 0 | 0 | Unknown | Unknown | 0 | 0 | 0 | 0 | Unknown | Unknown | Unknown | N | N | 0 | Unknown |  | 0 | 0 | 0 | 0 | 0 | 100 | 0 | 0 | 0 |  | * |  |  | 1 | 1 | 1
09095460_09095461 | 0909 | 09095460 | 09095461 | XYZN | P216391 TO P618271 | 3-#6_CU_C | 3-#6_CU_C | 37 | 37 | 40 | 80 | 0 | 30 | 0 | 44.9 | 0 | 0 | 1 | 1 | 1 | Unknown | Unknown | 0 | Unknown | 0 | 0 | 0 | Unknown | Unknown | 0 | 0 | 0 | 0 | Unknown | Unknown | Unknown | N | N | 0 | Unknown |  | 0 | 0 | 0 | 0 | 0 | 100 | 0 | 0 | 0 |  | * |  |  | 1 | 1 | 1
09095461_09095462 | 0909 | 09095461 | 09095462 | XY N | P618271 TO P216392 | 3-#6_CU_B | 3-#6_CU_B | 37 | 37 | 40 | 80 | 0 | 30 | 0 | 247.8 | 0 | 0 | 1 | 1 | 1 | Unknown | Unknown | 0 | Unknown | 0 | 0 | 0 | Unknown | Unknown | 0 | 0 | 0 | 0 | Unknown | Unknown | Unknown | N | N | 0 | Unknown |  | 0 | 0 | 0 | 0 | 0 | 100 | 0 | 0 | 0 |  | * |  |  | 1 | 1 | 1
09095461_09095464 | 0909 | 09095461 | 09095464 | XYZN | P618271 TO P618272 | 3-#2_AL_C | 3-#2_AL_C | 37 | 37 | 40 | 80 | 0 | 30 | 0 | 304.4 | 0 | 0 | 1 | 1 | 1 | Unknown | Unknown | 0 | Unknown | 0 | 0 | 0 | Unknown | Unknown | 0 | 0 | 0 | 0 | Unknown | Unknown | Unknown | N | N | 0 | Unknown |  | 0 | 0 | 0 | 0 | 0 | 100 | 0 | 0 | 0 |  | * |  |  | 1 | 1 | 1
09095462_09095463 | 0909 | 09095462 | 09095463 | XY N | P216392 TO P216393 | 3-#6_CU_B | 3-#6_CU_B | 37 | 37 | 40 | 80 | 0 | 30 | 0 | 251.3 | 0 | 0 | 1 | 1 | 1 | Unknown | Unknown | 0 | Unknown | 0 | 0 | 0 | Unknown | Unknown | 0 | 0 | 0 | 0 | Unknown | Unknown | Unknown | N | N | 0 | Unknown |  | 0 | 0 | 0 | 0 | 0 | 100 | 0 | 0 | 0 |  | * |  |  | 1 | 1 | 1
09095464_09095465 | 0909 | 09095464 | 09095465 | XYZN | P618272 TO P618273 | 3-#2_AL_C | 3-#2_AL_C | 37 | 37 | 40 | 80 | 0 | 30 | 0 | 309 | 0 | 0 | 1 | 1 | 1 | Unknown | Unknown | 0 | Unknown | 0 | 0 | 0 | Unknown | Unknown | 0 | 0 | 0 | 0 | Unknown | Unknown | Unknown | N | N | 0 | Unknown |  | 0 | 0 | 0 | 0 | 0 | 100 | 0 | 0 | 0 |  | * |  |  | 1 | 1 | 1
09095465_09095473 | 0909 | 09095465 | 09095473 | XYZN | P618273 TO P716825 | 3-#2_AL_C | 3-#2_AL_C | 37 | 37 | 40 | 80 | 0 | 30 | 0 | 199.5 | 0 | 0 | 1 | 1 | 1 | Unknown | Unknown | 0 | Unknown | 0 | 0 | 0 | Unknown | Unknown | 0 | 0 | 0 | 0 | Unknown | Unknown | Unknown | N | N | 0 | Unknown |  | 0 | 0 | 0 | 0 | 0 | 100 | 0 | 0 | 0 |  | * |  |  | 1 | 1 | 1
09095465A_09095466 | 0909 | 09095465A | 09095466 | XY N | P618273 TO P618274 | 3-#2_AL_B | 3-#2_AL_B | 37 | 37 | 40 | 80 | 0 | 30 | 0 | 97.3 | 0 | 0 | 1 | 1 | 1 | Unknown | Unknown | 0 | Unknown | 0 | 0 | 0 | Unknown | Unknown | 0 | 0 | 0 | 0 | Unknown | Unknown | Unknown | N | N | 0 | Unknown |  | 0 | 0 | 0 | 0 | 0 | 100 | 0 | 0 | 0 |  | * |  |  | 1 | 1 | 1
09095466_09095467 | 0909 | 09095466 | 09095467 | XY N | P618274 TO P618275 | 3-#2_AL_B | 3-#2_AL_B | 37 | 37 | 40 | 80 | 0 | 30 | 0 | 246.5 | 0 | 0 | 1 | 1 | 1 | Unknown | Unknown | 0 | Unknown | 0 | 0 | 0 | Unknown | Unknown | 0 | 0 | 0 | 0 | Unknown | Unknown | Unknown | N | N | 0 | Unknown |  | 0 | 0 | 0 | 0 | 0 | 100 | 0 | 0 | 0 |  | * |  |  | 1 | 1 | 1
09095467_09095468 | 0909 | 09095467 | 09095468 | XY N | P618275 TO P618276 | 3-#2_AL_B | 3-#2_AL_B | 37 | 37 | 40 | 80 | 0 | 30 | 0 | 246.1 | 0 | 0 | 1 | 1 | 1 | Unknown | Unknown | 0 | Unknown | 0 | 0 | 0 | Unknown | Unknown | 0 | 0 | 0 | 0 | Unknown | Unknown | Unknown | N | N | 0 | Unknown |  | 0 | 0 | 0 | 0 | 0 | 100 | 0 | 0 | 0 |  | * |  |  | 1 | 1 | 1
09095468_09095469 | 0909 | 09095468 | 09095469 | XY N | P618276 TO P618277 | 3-#2_AL_B | 3-#2_AL_B | 37 | 37 | 40 | 80 | 0 | 30 | 0 | 373.3 | 0 | 0 | 1 | 1 | 1 | Unknown | Unknown | 0 | Unknown | 0 | 0 | 0 | Unknown | Unknown | 0 | 0 | 0 | 0 | Unknown | Unknown | Unknown | N | N | 0 | Unknown |  | 0 | 0 | 0 | 0 | 0 | 100 | 0 | 0 | 0 |  | * |  |  | 1 | 1 | 1
09095469_09095470 | 0909 | 09095469 | 09095470 | XY N | P618277 TO 909909 | 3-#2_AL_B | 3-#2_AL_B | 37 | 37 | 40 | 80 | 0 | 30 | 0 | 296.8 | 0 | 0 | 1 | 1 | 1 | Unknown | Unknown | 0 | Unknown | 0 | 0 | 0 | Unknown | Unknown | 0 | 0 | 0 | 0 | Unknown | Unknown | Unknown | N | N | 0 | Unknown |  | 0 | 0 | 0 | 0 | 0 | 100 | 0 | 0 | 0 |  | * |  |  | 1 | 1 | 1
09095470_09095471 | 0909 | 09095470 | 09095471 | XY N | 909909 TO P618279 | 3-#2_AL_B | 3-#2_AL_B | 37 | 37 | 40 | 80 | 0 | 30 | 0 | 286.2 | 0 | 0 | 1 | 1 | 1 | Unknown | Unknown | 0 | Unknown | 0 | 0 | 0 | Unknown | Unknown | 0 | 0 | 0 | 0 | Unknown | Unknown | Unknown | N | N | 0 | Unknown |  | 0 | 0 | 0 | 0 | 0 | 100 | 0 | 0 | 0 |  | * |  |  | 1 | 1 | 1
09095471_09095472 | 0909 | 09095471 | 09095472 | XY N | P618279 TO P618280 | 3-#2_AL_B | 3-#2_AL_B | 37 | 37 | 40 | 80 | 0 | 30 | 0 | 189.6 | 0 | 0 | 1 | 1 | 1 | Unknown | Unknown | 0 | Unknown | 0 | 0 | 0 | Unknown | Unknown | 0 | 0 | 0 | 0 | Unknown | Unknown | Unknown | N | N | 0 | Unknown |  | 0 | 0 | 0 | 0 | 0 | 100 | 0 | 0 | 0 |  | * |  |  | 1 | 1 | 1
09095473_09095479 | 0909 | 09095473 | 09095479 | XYZN | P716825 TO P716826 | 3-#2_AL_C | 3-#2_AL_C | 37 | 37 | 40 | 80 | 0 | 30 | 0 | 167.2 | 0 | 0 | 1 | 1 | 1 | Unknown | Unknown | 0 | Unknown | 0 | 0 | 0 | Unknown | Unknown | 0 | 0 | 0 | 0 | Unknown | Unknown | Unknown | N | N | 0 | Unknown |  | 0 | 0 | 0 | 0 | 0 | 100 | 0 | 0 | 0 |  | * |  |  | 1 | 1 | 1
09095473A_09095474 | 0909 | 09095473A | 09095474 | YZN | P716825 TO D3903078260 | 1C#2SAPECN | 1C#2SAPECN | 37 | 37 | 40 | 80 | 0 | 30 | 0 | 142 | 0 | 0 | 1 | 1 | 1 | Unknown | Unknown | 0 | Unknown | 0 | 0 | 0 | Unknown | Unknown | 0 | 0 | 0 | 0 | Unknown | Unknown | Unknown | N | N | 0 | Unknown |  | 0 | 0 | 0 | 0 | 0 | 100 | 0 | 0 | 0 |  | * |  |  | 1 | 1 | 1
09095474_09095475 | 0909 | 09095474 | 09095475 | YZN | D3903078260 TO D114585 | 1C#2SAPECN | 1C#2SAPECN | 37 | 37 | 40 | 80 | 0 | 30 | 0 | 38 | 0 | 0 | 1 | 1 | 1 | Unknown | Unknown | 0 | Unknown | 0 | 0 | 0 | Unknown | Unknown | 0 | 0 | 0 | 0 | Unknown | Unknown | Unknown | N | N | 0 | Unknown |  | 0 | 0 | 0 | 0 | 0 | 100 | 0 | 0 | 0 |  | * |  |  | 1 | 1 | 1
09095474_09095476 | 0909 | 09095474 | 09095476 | YZN | D3903078260 TO D3907097985 | 1C#2SAPECN | 1C#2SAPECN | 37 | 37 | 40 | 80 | 0 | 30 | 0 | 246 | 0 | 0 | 1 | 1 | 1 | Unknown | Unknown | 0 | Unknown | 0 | 0 | 0 | Unknown | Unknown | 0 | 0 | 0 | 0 | Unknown | Unknown | Unknown | N | N | 0 | Unknown |  | 0 | 0 | 0 | 0 | 0 | 100 | 0 | 0 | 0 |  | * |  |  | 1 | 1 | 1
09095474_09095478 | 0909 | 09095474 | 09095478 | YZN | D3903078260 TO D3906078261 | 1C#2SAPECN | 1C#2SAPECN | 37 | 37 | 40 | 80 | 0 | 30 | 0 | 342 | 0 | 0 | 1 | 1 | 1 | Unknown | Unknown | 0 | Unknown | 0 | 0 | 0 | Unknown | Unknown | 0 | 0 | 0 | 0 | Unknown | Unknown | Unknown | N | N | 0 | Unknown |  | 0 | 0 | 0 | 0 | 0 | 100 | 0 | 0 | 0 |  | * |  |  | 1 | 1 | 1
09095476_09095477 | 0909 | 09095476 | 09095477 | YZN | D3907097985 TO D3902678219 | 1C#2SAPECN | 1C#2SAPECN | 37 | 37 | 40 | 80 | 0 | 30 | 0 | 220 | 0 | 0 | 1 | 1 | 1 | Unknown | Unknown | 0 | Unknown | 0 | 0 | 0 | Unknown | Unknown | 0 | 0 | 0 | 0 | Unknown | Unknown | Unknown | N | N | 0 | Unknown |  | 0 | 0 | 0 | 0 | 0 | 100 | 0 | 0 | 0 |  | * |  |  | 1 | 1 | 1
09095479_09095480 | 0909 | 09095479 | 09095480 | XYZN | P716826 TO P716827 | 3-#2_AL_C | 3-#2_AL_C | 37 | 37 | 40 | 80 | 0 | 30 | 0 | 74.4 | 0 | 0 | 1 | 1 | 1 | Unknown | Unknown | 0 | Unknown | 0 | 0 | 0 | Unknown | Unknown | 0 | 0 | 0 | 0 | Unknown | Unknown | Unknown | N | N | 0 | Unknown |  | 0 | 0 | 0 | 0 | 0 | 100 | 0 | 0 | 0 |  | * |  |  | 1 | 1 | 1
09095479_09095489 | 0909 | 09095479 | 09095489 | XYZN | P716826 TO P131078 | 3-#2_AL_C | 3-#2_AL_C | 37 | 37 | 40 | 80 | 0 | 30 | 0 | 146.3 | 0 | 0 | 1 | 1 | 1 | Unknown | Unknown | 0 | Unknown | 0 | 0 | 0 | Unknown | Unknown | 0 | 0 | 0 | 0 | Unknown | Unknown | Unknown | N | N | 0 | Unknown |  | 0 | 0 | 0 | 0 | 0 | 100 | 0 | 0 | 0 |  | * |  |  | 1 | 1 | 1
09095480_09095481 | 0909 | 09095480 | 09095481 | XYZN | P716827 TO P716828 | 3-#2_AL_C | 3-#2_AL_C | 37 | 37 | 40 | 80 | 0 | 30 | 0 | 197.4 | 0 | 0 | 1 | 1 | 1 | Unknown | Unknown | 0 | Unknown | 0 | 0 | 0 | Unknown | Unknown | 0 | 0 | 0 | 0 | Unknown | Unknown | Unknown | N | N | 0 | Unknown |  | 0 | 0 | 0 | 0 | 0 | 100 | 0 | 0 | 0 |  | * |  |  | 1 | 1 | 1
09095481_09095482 | 0909 | 09095481 | 09095482 | XYZN | P716828 TO P716829 | 3-#2_AL_C | 3-#2_AL_C | 37 | 37 | 40 | 80 | 0 | 30 | 0 | 352.2 | 0 | 0 | 1 | 1 | 1 | Unknown | Unknown | 0 | Unknown | 0 | 0 | 0 | Unknown | Unknown | 0 | 0 | 0 | 0 | Unknown | Unknown | Unknown | N | N | 0 | Unknown |  | 0 | 0 | 0 | 0 | 0 | 100 | 0 | 0 | 0 |  | * |  |  | 1 | 1 | 1
09095482_09095483 | 0909 | 09095482 | 09095483 | XYZN | P716829 TO P716830 | 3-#2_AL_C | 3-#2_AL_C | 37 | 37 | 40 | 80 | 0 | 30 | 0 | 199.1 | 0 | 0 | 1 | 1 | 1 | Unknown | Unknown | 0 | Unknown | 0 | 0 | 0 | Unknown | Unknown | 0 | 0 | 0 | 0 | Unknown | Unknown | Unknown | N | N | 0 | Unknown |  | 0 | 0 | 0 | 0 | 0 | 100 | 0 | 0 | 0 |  | * |  |  | 1 | 1 | 1
09095483_09095484 | 0909 | 09095483 | 09095484 | XYZN | P716830 TO P108066 | 3-#2_AL_C | 3-#2_AL_C | 37 | 37 | 40 | 80 | 0 | 30 | 0 | 221.2 | 0 | 0 | 1 | 1 | 1 | Unknown | Unknown | 0 | Unknown | 0 | 0 | 0 | Unknown | Unknown | 0 | 0 | 0 | 0 | Unknown | Unknown | Unknown | N | N | 0 | Unknown |  | 0 | 0 | 0 | 0 | 0 | 100 | 0 | 0 | 0 |  | * |  |  | 1 | 1 | 1
09095484_09095485 | 0909 | 09095484 | 09095485 | XYZN | P108066 TO P108067 | 3-#2_AL_C | 3-#2_AL_C | 37 | 37 | 40 | 80 | 0 | 30 | 0 | 300.2 | 0 | 0 | 1 | 1 | 1 | Unknown | Unknown | 0 | Unknown | 0 | 0 | 0 | Unknown | Unknown | 0 | 0 | 0 | 0 | Unknown | Unknown | Unknown | N | N | 0 | Unknown |  | 0 | 0 | 0 | 0 | 0 | 100 | 0 | 0 | 0 |  | * |  |  | 1 | 1 | 1
09095485_09095486 | 0909 | 09095485 | 09095486 | XYZN | P108067 TO P816369 | 3-#2_AL_C | 3-#2_AL_C | 37 | 37 | 40 | 80 | 0 | 30 | 0 | 115 | 0 | 0 | 1 | 1 | 1 | Unknown | Unknown | 0 | Unknown | 0 | 0 | 0 | Unknown | Unknown | 0 | 0 | 0 | 0 | Unknown | Unknown | Unknown | N | N | 0 | Unknown |  | 0 | 0 | 0 | 0 | 0 | 100 | 0 | 0 | 0 |  | * |  |  | 1 | 1 | 1
09095485_09095488 | 0909 | 09095485 | 09095488 | XYZN | P108067 TO P816368 | 3-#2_AL_C | 3-#2_AL_C | 37 | 37 | 40 | 80 | 0 | 30 | 0 | 77.1 | 0 | 0 | 1 | 1 | 1 | Unknown | Unknown | 0 | Unknown | 0 | 0 | 0 | Unknown | Unknown | 0 | 0 | 0 | 0 | Unknown | Unknown | Unknown | N | N | 0 | Unknown |  | 0 | 0 | 0 | 0 | 0 | 100 | 0 | 0 | 0 |  | * |  |  | 1 | 1 | 1
09095486_09095487 | 0909 | 09095486 | 09095487 | XYZN | P816369 TO P816370 | 3-#2_AL_C | 3-#2_AL_C | 37 | 37 | 40 | 80 | 0 | 30 | 0 | 181.3 | 0 | 0 | 1 | 1 | 1 | Unknown | Unknown | 0 | Unknown | 0 | 0 | 0 | Unknown | Unknown | 0 | 0 | 0 | 0 | Unknown | Unknown | Unknown | N | N | 0 | Unknown |  | 0 | 0 | 0 | 0 | 0 | 100 | 0 | 0 | 0 |  | * |  |  | 1 | 1 | 1
09095488_09095470A | 0909 | 09095488 | 09095470A | X ZN | P816368 TO 909909 | 3-#2_AL_B | 3-#2_AL_B | 37 | 37 | 40 | 80 | 0 | 30 | 0 | 187.1 | 0 | 0 | 1 | 1 | 1 | Unknown | Unknown | 0 | Unknown | 0 | 0 | 0 | Unknown | Unknown | 0 | 0 | 0 | 0 | Unknown | Unknown | Unknown | N | N | 0 | Unknown |  | 0 | 0 | 0 | 0 | 0 | 100 | 0 | 0 | 0 |  | * |  |  | 1 | 1 | 1
09095489_09095490 | 0909 | 09095489 | 09095490 | XYZN | P131078 TO P170099 | 3-#2_AL_C | 3-#2_AL_C | 37 | 37 | 40 | 80 | 0 | 30 | 0 | 182.2 | 0 | 0 | 1 | 1 | 1 | Unknown | Unknown | 0 | Unknown | 0 | 0 | 0 | Unknown | Unknown | 0 | 0 | 0 | 0 | Unknown | Unknown | Unknown | N | N | 0 | Unknown |  | 0 | 0 | 0 | 0 | 0 | 100 | 0 | 0 | 0 |  | * |  |  | 1 | 1 | 1
09095490_09095493 | 0909 | 09095490 | 09095493 | XYZN | P170099 TO P100491 | 3-#2_AL_C | 3-#2_AL_C | 37 | 37 | 40 | 80 | 0 | 30 | 0 | 219.4 | 0 | 0 | 1 | 1 | 1 | Unknown | Unknown | 0 | Unknown | 0 | 0 | 0 | Unknown | Unknown | 0 | 0 | 0 | 0 | Unknown | Unknown | Unknown | N | N | 0 | Unknown |  | 0 | 0 | 0 | 0 | 0 | 100 | 0 | 0 | 0 |  | * |  |  | 1 | 1 | 1
09095490A_09095491 | 0909 | 09095490A | 09095491 | X ZN | P170099 TO D146235 | 1C#2SAPECN | 1C#2SAPECN | 37 | 37 | 40 | 80 | 0 | 30 | 0 | 562 | 0 | 0 | 1 | 1 | 1 | Unknown | Unknown | 0 | Unknown | 0 | 0 | 0 | Unknown | Unknown | 0 | 0 | 0 | 0 | Unknown | Unknown | Unknown | N | N | 0 | Unknown |  | 0 | 0 | 0 | 0 | 0 | 100 | 0 | 0 | 0 |  | * |  |  | 1 | 1 | 1
09095491_09095492 | 0909 | 09095491 | 09095492 | X ZN | D146235 TO D157028 | 1C#2SAPECN | 1C#2SAPECN | 37 | 37 | 40 | 80 | 0 | 30 | 0 | 766 | 0 | 0 | 1 | 1 | 1 | Unknown | Unknown | 0 | Unknown | 0 | 0 | 0 | Unknown | Unknown | 0 | 0 | 0 | 0 | Unknown | Unknown | Unknown | N | N | 0 | Unknown |  | 0 | 0 | 0 | 0 | 0 | 100 | 0 | 0 | 0 |  | * |  |  | 1 | 1 | 1
09095494_09095495 | 0909 | 09095494 | 09095495 | XY N | P18502 TO P18503 | 3-#6_CU_B | 3-#6_CU_B | 37 | 37 | 40 | 80 | 0 | 30 | 0 | 244 | 0 | 0 | 1 | 1 | 1 | Unknown | Unknown | 0 | Unknown | 0 | 0 | 0 | Unknown | Unknown | 0 | 0 | 0 | 0 | Unknown | Unknown | Unknown | N | N | 0 | Unknown |  | 0 | 0 | 0 | 0 | 0 | 100 | 0 | 0 | 0 |  | * |  |  | 1 | 1 | 1
09095495_09095496 | 0909 | 09095495 | 09095496 | XY N | P18503 TO P714789 | 3-#6_CU_B | 3-#6_CU_B | 37 | 37 | 40 | 80 | 0 | 30 | 0 | 151 | 0 | 0 | 1 | 1 | 1 | Unknown | Unknown | 0 | Unknown | 0 | 0 | 0 | Unknown | Unknown | 0 | 0 | 0 | 0 | Unknown | Unknown | Unknown | N | N | 0 | Unknown |  | 0 | 0 | 0 | 0 | 0 | 100 | 0 | 0 | 0 |  | * |  |  | 1 | 1 | 1
09095496_09095497 | 0909 | 09095496 | 09095497 | XY N | P714789 TO P413724 | 3-#6_CU_B | 3-#6_CU_B | 37 | 37 | 40 | 80 | 0 | 30 | 0 | 98.1 | 0 | 0 | 1 | 1 | 1 | Unknown | Unknown | 0 | Unknown | 0 | 0 | 0 | Unknown | Unknown | 0 | 0 | 0 | 0 | Unknown | Unknown | Unknown | N | N | 0 | Unknown |  | 0 | 0 | 0 | 0 | 0 | 100 | 0 | 0 | 0 |  | * |  |  | 1 | 1 | 1
09095496_09095499 | 0909 | 09095496 | 09095499 | XY N | P714789 TO P714790 | 3-#6_CU_B | 3-#6_CU_B | 37 | 37 | 40 | 80 | 0 | 30 | 0 | 134.6 | 0 | 0 | 1 | 1 | 1 | Unknown | Unknown | 0 | Unknown | 0 | 0 | 0 | Unknown | Unknown | 0 | 0 | 0 | 0 | Unknown | Unknown | Unknown | N | N | 0 | Unknown |  | 0 | 0 | 0 | 0 | 0 | 100 | 0 | 0 | 0 |  | * |  |  | 1 | 1 | 1
09095497_09095498 | 0909 | 09095497 | 09095498 | XY N | P413724 TO P18504 | 3-#6_CU_B | 3-#6_CU_B | 37 | 37 | 40 | 80 | 0 | 30 | 0 | 119 | 0 | 0 | 1 | 1 | 1 | Unknown | Unknown | 0 | Unknown | 0 | 0 | 0 | Unknown | Unknown | 0 | 0 | 0 | 0 | Unknown | Unknown | Unknown | N | N | 0 | Unknown |  | 0 | 0 | 0 | 0 | 0 | 100 | 0 | 0 | 0 |  | * |  |  | 1 | 1 | 1
09095499_09095500 | 0909 | 09095499 | 09095500 | XY N | P714790 TO P714791 | 3-#6_CU_B | 3-#6_CU_B | 37 | 37 | 40 | 80 | 0 | 30 | 0 | 201.9 | 0 | 0 | 1 | 1 | 1 | Unknown | Unknown | 0 | Unknown | 0 | 0 | 0 | Unknown | Unknown | 0 | 0 | 0 | 0 | Unknown | Unknown | Unknown | N | N | 0 | Unknown |  | 0 | 0 | 0 | 0 | 0 | 100 | 0 | 0 | 0 |  | * |  |  | 1 | 1 | 1
090955_090956 | 0909 | 090955 | 090956 | XYZN | P188058 TO 909-5 | 3-636_AL_C | 3-636_AL_C | 37 | 37 | 40 | 80 | 0 | 30 | 0 | 140 | 0 | 0 | 1 | 1 | 1 | Unknown | Unknown | 0 | Unknown | 0 | 0 | 0 | Unknown | Unknown | 0 | 0 | 0 | 0 | Unknown | Unknown | Unknown | N | N | 0 | Unknown |  | 0 | 0 | 0 | 0 | 0 | 100 | 0 | 0 | 0 |  | * |  |  | 1 | 1 | 1
090956A_090957 | 0909 | 090956A | 090957 | XYZN | 909-5 TO P188103 | 3-636_AL_C | 3-636_AL_C | 37 | 37 | 40 | 80 | 0 | 30 | 0 | 111.1 | 0 | 0 | 1 | 1 | 1 | Unknown | Unknown | 0 | Unknown | 0 | 0 | 0 | Unknown | Unknown | 0 | 0 | 0 | 0 | Unknown | Unknown | Unknown | N | N | 0 | Unknown |  | 0 | 0 | 0 | 0 | 0 | 100 | 0 | 0 | 0 |  | * |  |  | 1 | 1 | 1
090957_090958 | 0909 | 090957 | 090958 | XYZN | P188103 TO Z12820 | 3-636_AL_C | 3-636_AL_C | 37 | 37 | 40 | 80 | 0 | 30 | 0 | 308 | 0 | 0 | 1 | 1 | 1 | Unknown | Unknown | 0 | Unknown | 0 | 0 | 0 | Unknown | Unknown | 0 | 0 | 0 | 0 | Unknown | Unknown | Unknown | N | N | 0 | Unknown |  | 0 | 0 | 0 | 0 | 0 | 100 | 0 | 0 | 0 |  | * |  |  | 1 | 1 | 1
090958_090959 | 0909 | 090958 | 090959 | XYZN | Z12820 TO P138011 | 3-636_AL_C | 3-636_AL_C | 37 | 37 | 40 | 80 | 0 | 30 | 0 | 43 | 0 | 0 | 1 | 1 | 1 | Unknown | Unknown | 0 | Unknown | 0 | 0 | 0 | Unknown | Unknown | 0 | 0 | 0 | 0 | Unknown | Unknown | Unknown | N | N | 0 | Unknown |  | 0 | 0 | 0 | 0 | 0 | 100 | 0 | 0 | 0 |  | * |  |  | 1 | 1 | 1
090959_090960 | 0909 | 090959 | 090960 | XYZN | P138011 TO Z12819 | 3-636_AL_C | 3-636_AL_C | 37 | 37 | 40 | 80 | 0 | 30 | 0 | 329.8 | 0 | 0 | 1 | 1 | 1 | Unknown | Unknown | 0 | Unknown | 0 | 0 | 0 | Unknown | Unknown | 0 | 0 | 0 | 0 | Unknown | Unknown | Unknown | N | N | 0 | Unknown |  | 0 | 0 | 0 | 0 | 0 | 100 | 0 | 0 | 0 |  | * |  |  | 1 | 1 | 1
090960_090961 | 0909 | 090960 | 090961 | XYZN | Z12819 TO Z817052 | 3-636_AL_C | 3-636_AL_C | 37 | 37 | 40 | 80 | 0 | 30 | 0 | 272 | 0 | 0 | 1 | 1 | 1 | Unknown | Unknown | 0 | Unknown | 0 | 0 | 0 | Unknown | Unknown | 0 | 0 | 0 | 0 | Unknown | Unknown | Unknown | N | N | 0 | Unknown |  | 0 | 0 | 0 | 0 | 0 | 100 | 0 | 0 | 0 |  | * |  |  | 1 | 1 | 1
090961_090962 | 0909 | 090961 | 090962 | XYZN | Z817052 TO Z12818 | 3-636_AL_C | 3-636_AL_C | 37 | 37 | 40 | 80 | 0 | 30 | 0 | 337.5 | 0 | 0 | 1 | 1 | 1 | Unknown | Unknown | 0 | Unknown | 0 | 0 | 0 | Unknown | Unknown | 0 | 0 | 0 | 0 | Unknown | Unknown | Unknown | N | N | 0 | Unknown |  | 0 | 0 | 0 | 0 | 0 | 100 | 0 | 0 | 0 |  | * |  |  | 1 | 1 | 1
090962_09096201 | 0909 | 090962 | 09096201 | XYZN | Z12818 TO P518883 | 3-#2_AL_C | 3-#2_AL_C | 37 | 37 | 40 | 80 | 0 | 30 | 0 | 108.7 | 0 | 0 | 1 | 1 | 1 | Unknown | Unknown | 0 | Unknown | 0 | 0 | 0 | Unknown | Unknown | 0 | 0 | 0 | 0 | Unknown | Unknown | Unknown | N | N | 0 | Unknown |  | 0 | 0 | 0 | 0 | 0 | 100 | 0 | 0 | 0 |  | * |  |  | 1 | 1 | 1
090962_090963 | 0909 | 090962 | 090963 | XYZN | Z12818 TO Z318719 | 3-636_AL_C | 3-636_AL_C | 37 | 37 | 40 | 80 | 0 | 30 | 0 | 187.8 | 0 | 0 | 1 | 1 | 1 | Unknown | Unknown | 0 | Unknown | 0 | 0 | 0 | Unknown | Unknown | 0 | 0 | 0 | 0 | Unknown | Unknown | Unknown | N | N | 0 | Unknown |  | 0 | 0 | 0 | 0 | 0 | 100 | 0 | 0 | 0 |  | * |  |  | 1 | 1 | 1
090963_090964 | 0909 | 090963 | 090964 | XYZN | Z318719 TO Z12817 | 3-636_AL_C | 3-636_AL_C | 37 | 37 | 40 | 80 | 0 | 30 | 0 | 324.1 | 0 | 0 | 1 | 1 | 1 | Unknown | Unknown | 0 | Unknown | 0 | 0 | 0 | Unknown | Unknown | 0 | 0 | 0 | 0 | Unknown | Unknown | Unknown | N | N | 0 | Unknown |  | 0 | 0 | 0 | 0 | 0 | 100 | 0 | 0 | 0 |  | * |  |  | 1 | 1 | 1
090964_090965 | 0909 | 090964 | 090965 | XYZN | Z12817 TO Z12816 | 3-636_AL_C | 3-636_AL_C | 37 | 37 | 40 | 80 | 0 | 30 | 0 | 483.2 | 0 | 0 | 1 | 1 | 1 | Unknown | Unknown | 0 | Unknown | 0 | 0 | 0 | Unknown | Unknown | 0 | 0 | 0 | 0 | Unknown | Unknown | Unknown | N | N | 0 | Unknown |  | 0 | 0 | 0 | 0 | 0 | 100 | 0 | 0 | 0 |  | * |  |  | 1 | 1 | 1
090965_09096501 | 0909 | 090965 | 09096501 | XYZN | Z12816 TO P115111 | 3-#6_CU_C | 3-#6_CU_C | 37 | 37 | 40 | 80 | 0 | 30 | 0 | 244.2 | 0 | 0 | 1 | 1 | 1 | Unknown | Unknown | 0 | Unknown | 0 | 0 | 0 | Unknown | Unknown | 0 | 0 | 0 | 0 | Unknown | Unknown | Unknown | N | N | 0 | Unknown |  | 0 | 0 | 0 | 0 | 0 | 100 | 0 | 0 | 0 |  | * |  |  | 1 | 1 | 1
090965_090966 | 0909 | 090965 | 090966 | XYZN | Z12816 TO Z12815 | 3-636_AL_C | 3-636_AL_C | 37 | 37 | 40 | 80 | 0 | 30 | 0 | 458.7 | 0 | 0 | 1 | 1 | 1 | Unknown | Unknown | 0 | Unknown | 0 | 0 | 0 | Unknown | Unknown | 0 | 0 | 0 | 0 | Unknown | Unknown | Unknown | N | N | 0 | Unknown |  | 0 | 0 | 0 | 0 | 0 | 100 | 0 | 0 | 0 |  | * |  |  | 1 | 1 | 1
09096501_09096502 | 0909 | 09096501 | 09096502 | XYZN | P115111 TO P115112 | 3-#6_CU_C | 3-#6_CU_C | 37 | 37 | 40 | 80 | 0 | 30 | 0 | 142.6 | 0 | 0 | 1 | 1 | 1 | Unknown | Unknown | 0 | Unknown | 0 | 0 | 0 | Unknown | Unknown | 0 | 0 | 0 | 0 | Unknown | Unknown | Unknown | N | N | 0 | Unknown |  | 0 | 0 | 0 | 0 | 0 | 100 | 0 | 0 | 0 |  | * |  |  | 1 | 1 | 1
09096502_09096503 | 0909 | 09096502 | 09096503 | XYZN | P115112 TO P101764 | 3-#4_CU_C | 3-#4_CU_C | 37 | 37 | 40 | 80 | 0 | 30 | 0 | 102.7 | 0 | 0 | 1 | 1 | 1 | Unknown | Unknown | 0 | Unknown | 0 | 0 | 0 | Unknown | Unknown | 0 | 0 | 0 | 0 | Unknown | Unknown | Unknown | N | N | 0 | Unknown |  | 0 | 0 | 0 | 0 | 0 | 100 | 0 | 0 | 0 |  | * |  |  | 1 | 1 | 1
09096503_09096504 | 0909 | 09096503 | 09096504 | XY N | P101764 TO P200147 | 3-#6_CU_B | 3-#6_CU_B | 37 | 37 | 40 | 80 | 0 | 30 | 0 | 25.1 | 0 | 0 | 1 | 1 | 1 | Unknown | Unknown | 0 | Unknown | 0 | 0 | 0 | Unknown | Unknown | 0 | 0 | 0 | 0 | Unknown | Unknown | Unknown | N | N | 0 | Unknown |  | 0 | 0 | 0 | 0 | 0 | 100 | 0 | 0 | 0 |  | * |  |  | 1 | 1 | 1
09096503_09096509 | 0909 | 09096503 | 09096509 | XYZN | P101764 TO P101926 | 3-#2_AL_C | 3-#2_AL_C | 37 | 37 | 40 | 80 | 0 | 30 | 0 | 218.1 | 0 | 0 | 1 | 1 | 1 | Unknown | Unknown | 0 | Unknown | 0 | 0 | 0 | Unknown | Unknown | 0 | 0 | 0 | 0 | Unknown | Unknown | Unknown | N | N | 0 | Unknown |  | 0 | 0 | 0 | 0 | 0 | 100 | 0 | 0 | 0 |  | * |  |  | 1 | 1 | 1
09096504_09096505 | 0909 | 09096504 | 09096505 | XY N | P200147 TO P213428 | 3-#6_CU_B | 3-#6_CU_B | 37 | 37 | 40 | 80 | 0 | 30 | 0 | 281.8 | 0 | 0 | 1 | 1 | 1 | Unknown | Unknown | 0 | Unknown | 0 | 0 | 0 | Unknown | Unknown | 0 | 0 | 0 | 0 | Unknown | Unknown | Unknown | N | N | 0 | Unknown |  | 0 | 0 | 0 | 0 | 0 | 100 | 0 | 0 | 0 |  | * |  |  | 1 | 1 | 1
09096504A_09096507 | 0909 | 09096504A | 09096507 | XY N | P200147 TO D159252 | 1C#2SAPECN | 1C#2SAPECN | 37 | 37 | 40 | 80 | 0 | 30 | 0 | 551 | 0 | 0 | 1 | 1 | 1 | Unknown | Unknown | 0 | Unknown | 0 | 0 | 0 | Unknown | Unknown | 0 | 0 | 0 | 0 | Unknown | Unknown | Unknown | N | N | 0 | Unknown |  | 0 | 0 | 0 | 0 | 0 | 100 | 0 | 0 | 0 |  | * |  |  | 1 | 1 | 1
09096505_09096506 | 0909 | 09096505 | 09096506 | XY N | P213428 TO P213429 | 3-#6_CU_B | 3-#6_CU_B | 37 | 37 | 40 | 80 | 0 | 30 | 0 | 323.5 | 0 | 0 | 1 | 1 | 1 | Unknown | Unknown | 0 | Unknown | 0 | 0 | 0 | Unknown | Unknown | 0 | 0 | 0 | 0 | Unknown | Unknown | Unknown | N | N | 0 | Unknown |  | 0 | 0 | 0 | 0 | 0 | 100 | 0 | 0 | 0 |  | * |  |  | 1 | 1 | 1
09096507_09096508 | 0909 | 09096507 | 09096508 | XY N | D159252 TO D159253 | 1C#2SAPECN | 1C#2SAPECN | 37 | 37 | 40 | 80 | 0 | 30 | 0 | 259 | 0 | 0 | 1 | 1 | 1 | Unknown | Unknown | 0 | Unknown | 0 | 0 | 0 | Unknown | Unknown | 0 | 0 | 0 | 0 | Unknown | Unknown | Unknown | N | N | 0 | Unknown |  | 0 | 0 | 0 | 0 | 0 | 100 | 0 | 0 | 0 |  | * |  |  | 1 | 1 | 1
09096509_09096510 | 0909 | 09096509 | 09096510 | XYZN | P101926 TO P101960 | 3-#2_AL_C | 3-#2_AL_C | 37 | 37 | 40 | 80 | 0 | 30 | 0 | 85.1 | 0 | 0 | 1 | 1 | 1 | Unknown | Unknown | 0 | Unknown | 0 | 0 | 0 | Unknown | Unknown | 0 | 0 | 0 | 0 | Unknown | Unknown | Unknown | N | N | 0 | Unknown |  | 0 | 0 | 0 | 0 | 0 | 100 | 0 | 0 | 0 |  | * |  |  | 1 | 1 | 1
09096510_09096511 | 0909 | 09096510 | 09096511 | XYZN | P101960 TO P101965 | 3-#2_AL_C | 3-#2_AL_C | 37 | 37 | 40 | 80 | 0 | 30 | 0 | 276.2 | 0 | 0 | 1 | 1 | 1 | Unknown | Unknown | 0 | Unknown | 0 | 0 | 0 | Unknown | Unknown | 0 | 0 | 0 | 0 | Unknown | Unknown | Unknown | N | N | 0 | Unknown |  | 0 | 0 | 0 | 0 | 0 | 100 | 0 | 0 | 0 |  | * |  |  | 1 | 1 | 1
090966_090967 | 0909 | 090966 | 090967 | XYZN | Z12815 TO Z715199 | 3-636_AL_C | 3-636_AL_C | 37 | 37 | 40 | 80 | 0 | 30 | 0 | 105.3 | 0 | 0 | 1 | 1 | 1 | Unknown | Unknown | 0 | Unknown | 0 | 0 | 0 | Unknown | Unknown | 0 | 0 | 0 | 0 | Unknown | Unknown | Unknown | N | N | 0 | Unknown |  | 0 | 0 | 0 | 0 | 0 | 100 | 0 | 0 | 0 |  | * |  |  | 1 | 1 | 1
090967_090968 | 0909 | 090967 | 090968 | XYZN | Z715199 TO 909-6 | 3-636_AL_C | 3-636_AL_C | 37 | 37 | 40 | 80 | 0 | 30 | 0 | 497.8 | 0 | 0 | 1 | 1 | 1 | Unknown | Unknown | 0 | Unknown | 0 | 0 | 0 | Unknown | Unknown | 0 | 0 | 0 | 0 | Unknown | Unknown | Unknown | N | N | 0 | Unknown |  | 0 | 0 | 0 | 0 | 0 | 100 | 0 | 0 | 0 |  | * |  |  | 1 | 1 | 1
09096801_09096802 | 0909 | 09096801 | 09096802 | X ZN | P716403 TO P716404 | 3-#2_AL_B | 3-#2_AL_B | 37 | 37 | 40 | 80 | 0 | 30 | 0 | 347.8 | 0 | 0 | 1 | 1 | 1 | Unknown | Unknown | 0 | Unknown | 0 | 0 | 0 | Unknown | Unknown | 0 | 0 | 0 | 0 | Unknown | Unknown | Unknown | N | N | 0 | Unknown |  | 0 | 0 | 0 | 0 | 0 | 100 | 0 | 0 | 0 |  | * |  |  | 1 | 1 | 1
09096802_09096803 | 0909 | 09096802 | 09096803 | X ZN | P716404 TO P716405 | 3-#2_AL_B | 3-#2_AL_B | 37 | 37 | 40 | 80 | 0 | 30 | 0 | 295.7 | 0 | 0 | 1 | 1 | 1 | Unknown | Unknown | 0 | Unknown | 0 | 0 | 0 | Unknown | Unknown | 0 | 0 | 0 | 0 | Unknown | Unknown | Unknown | N | N | 0 | Unknown |  | 0 | 0 | 0 | 0 | 0 | 100 | 0 | 0 | 0 |  | * |  |  | 1 | 1 | 1
09096804_09096805 | 0909 | 09096804 | 09096805 | XY N | P32940 TO P32941 | 3-#2_AL_B | 3-#2_AL_B | 37 | 37 | 40 | 80 | 0 | 30 | 0 | 285.4 | 0 | 0 | 1 | 1 | 1 | Unknown | Unknown | 0 | Unknown | 0 | 0 | 0 | Unknown | Unknown | 0 | 0 | 0 | 0 | Unknown | Unknown | Unknown | N | N | 0 | Unknown |  | 0 | 0 | 0 | 0 | 0 | 100 | 0 | 0 | 0 |  | * |  |  | 1 | 1 | 1
09096805_09096806 | 0909 | 09096805 | 09096806 | XY N | P32941 TO P31869 | 3-#2_AL_B | 3-#2_AL_B | 37 | 37 | 40 | 80 | 0 | 30 | 0 | 297 | 0 | 0 | 1 | 1 | 1 | Unknown | Unknown | 0 | Unknown | 0 | 0 | 0 | Unknown | Unknown | 0 | 0 | 0 | 0 | Unknown | Unknown | Unknown | N | N | 0 | Unknown |  | 0 | 0 | 0 | 0 | 0 | 100 | 0 | 0 | 0 |  | * |  |  | 1 | 1 | 1
09096806_09096807 | 0909 | 09096806 | 09096807 | XY N | P31869 TO CG199999 | 3-#2_AL_B | 3-#2_AL_B | 37 | 37 | 40 | 80 | 0 | 30 | 0 | 10 | 0 | 0 | 1 | 1 | 1 | 3-#2_AL_B | 3-#2_AL_B | 0 | Unknown | 0 | 0 | 0 | Unknown | Unknown | 0 | 0 | 0 | 0 | Unknown | Unknown | Unknown | N | N | 0 | Unknown |  | 0 | 0 | 0 | 0 | 0 | 100 | 0 | 0 | 0 |  | * |  |  | 1 | 1 | 1
09096806_09096808 | 0909 | 09096806 | 09096808 | XY N | P31869 TO P191024 | 3-#2_AL_B | 3-#2_AL_B | 37 | 37 | 40 | 80 | 0 | 30 | 0 | 197.1 | 0 | 0 | 1 | 1 | 1 | Unknown | Unknown | 0 | Unknown | 0 | 0 | 0 | Unknown | Unknown | 0 | 0 | 0 | 0 | Unknown | Unknown | Unknown | N | N | 0 | Unknown |  | 0 | 0 | 0 | 0 | 0 | 100 | 0 | 0 | 0 |  | * |  |  | 1 | 1 | 1
09096808_09096809 | 0909 | 09096808 | 09096809 | XY N | P191024 TO P191025 | 3-#2_AL_B | 3-#2_AL_B | 37 | 37 | 40 | 80 | 0 | 30 | 0 | 39.6 | 0 | 0 | 1 | 1 | 1 | Unknown | Unknown | 0 | Unknown | 0 | 0 | 0 | Unknown | Unknown | 0 | 0 | 0 | 0 | Unknown | Unknown | Unknown | N | N | 0 | Unknown |  | 0 | 0 | 0 | 0 | 0 | 100 | 0 | 0 | 0 |  | * |  |  | 1 | 1 | 1
09096809_09096810 | 0909 | 09096809 | 09096810 | XY N | P191025 TO P191026 | 3-#2_AL_B | 3-#2_AL_B | 37 | 37 | 40 | 80 | 0 | 30 | 0 | 353 | 0 | 0 | 1 | 1 | 1 | Unknown | Unknown | 0 | Unknown | 0 | 0 | 0 | Unknown | Unknown | 0 | 0 | 0 | 0 | Unknown | Unknown | Unknown | N | N | 0 | Unknown |  | 0 | 0 | 0 | 0 | 0 | 100 | 0 | 0 | 0 |  | * |  |  | 1 | 1 | 1
090968A_09096801 | 0909 | 090968A | 09096801 | X ZN | 909-6 TO P716403 | 3-#2_AL_B | 3-#2_AL_B | 37 | 37 | 40 | 80 | 0 | 30 | 0 | 304.2 | 0 | 0 | 1 | 1 | 1 | Unknown | Unknown | 0 | Unknown | 0 | 0 | 0 | Unknown | Unknown | 0 | 0 | 0 | 0 | Unknown | Unknown | Unknown | N | N | 0 | Unknown |  | 0 | 0 | 0 | 0 | 0 | 100 | 0 | 0 | 0 |  | * |  |  | 1 | 1 | 1
090968A_09096804 | 0909 | 090968A | 09096804 | XY N | 909-6 TO P32940 | 3-#2_AL_B | 3-#2_AL_B | 37 | 37 | 40 | 80 | 0 | 30 | 0 | 256.2 | 0 | 0 | 1 | 1 | 1 | Unknown | Unknown | 0 | Unknown | 0 | 0 | 0 | Unknown | Unknown | 0 | 0 | 0 | 0 | Unknown | Unknown | Unknown | N | N | 0 | Unknown |  | 0 | 0 | 0 | 0 | 0 | 100 | 0 | 0 | 0 |  | * |  |  | 1 | 1 | 1
090968A_090969 | 0909 | 090968A | 090969 | XYZN | 909-6 TO Z12813 | 3-636_AL_C | 3-636_AL_C | 37 | 37 | 40 | 80 | 0 | 30 | 0 | 199.1 | 0 | 0 | 1 | 1 | 1 | Unknown | Unknown | 0 | Unknown | 0 | 0 | 0 | Unknown | Unknown | 0 | 0 | 0 | 0 | Unknown | Unknown | Unknown | N | N | 0 | Unknown |  | 0 | 0 | 0 | 0 | 0 | 100 | 0 | 0 | 0 |  | * |  |  | 1 | 1 | 1
090969_090970 | 0909 | 090969 | 090970 | XYZN | Z12813 TO Z12812 | 3-636_AL_C | 3-636_AL_C | 37 | 37 | 40 | 80 | 0 | 30 | 0 | 508.8 | 0 | 0 | 1 | 1 | 1 | Unknown | Unknown | 0 | Unknown | 0 | 0 | 0 | Unknown | Unknown | 0 | 0 | 0 | 0 | Unknown | Unknown | Unknown | N | N | 0 | Unknown |  | 0 | 0 | 0 | 0 | 0 | 100 | 0 | 0 | 0 |  | * |  |  | 1 | 1 | 1
09096A_09097 | 0909 | 09096A | 09097 | XYZN | 909-17R TO Z12846 | 3-3/0_AL_C | 3-3\0_AL_C | 37 | 37 | 40 | 80 | 0 | 30 | 0 | 136 | 0 | 0 | 1 | 1 | 1 | Unknown | Unknown | 0 | Unknown | 0 | 0 | 0 | Unknown | Unknown | 0 | 0 | 0 | 0 | Unknown | Unknown | Unknown | N | N | 0 | Unknown |  | 0 | 0 | 0 | 0 | 0 | 100 | 0 | 0 | 0 |  | * |  |  | 1 | 1 | 1
09097_09098 | 0909 | 09097 | 09098 | XYZN | Z12846 TO Z113393 | 3-3/0_AL_C | 3-3\0_AL_C | 37 | 37 | 40 | 80 | 0 | 30 | 0 | 280.1 | 0 | 0 | 1 | 1 | 1 | Unknown | Unknown | 0 | Unknown | 0 | 0 | 0 | Unknown | Unknown | 0 | 0 | 0 | 0 | Unknown | Unknown | Unknown | N | N | 0 | Unknown |  | 0 | 0 | 0 | 0 | 0 | 100 | 0 | 0 | 0 |  | * |  |  | 1 | 1 | 1
090970_090971 | 0909 | 090970 | 090971 | XYZN | Z12812 TO Z12811 | 3-636_AL_C | 3-636_AL_C | 37 | 37 | 40 | 80 | 0 | 30 | 0 | 576.8 | 0 | 0 | 1 | 1 | 1 | Unknown | Unknown | 0 | Unknown | 0 | 0 | 0 | Unknown | Unknown | 0 | 0 | 0 | 0 | Unknown | Unknown | Unknown | N | N | 0 | Unknown |  | 0 | 0 | 0 | 0 | 0 | 100 | 0 | 0 | 0 |  | * |  |  | 1 | 1 | 1
090971_090972 | 0909 | 090971 | 090972 | XYZN | Z12811 TO Z12810 | 3-636_AL_C | 3-636_AL_C | 37 | 37 | 40 | 80 | 0 | 30 | 0 | 1297.6 | 0 | 0 | 1 | 1 | 1 | Unknown | Unknown | 0 | Unknown | 0 | 0 | 0 | Unknown | Unknown | 0 | 0 | 0 | 0 | Unknown | Unknown | Unknown | N | N | 0 | Unknown |  | 0 | 0 | 0 | 0 | 0 | 100 | 0 | 0 | 0 |  | * |  |  | 1 | 1 | 1
090971A_09097101 | 0909 | 090971A | 09097101 | XYZN | Z12811 TO P245006 | 3-#2_AL_B | 3-#2_AL_B | 37 | 37 | 40 | 80 | 0 | 30 | 0 | 112.6 | 0 | 0 | 1 | 1 | 1 | Unknown | Unknown | 0 | Unknown | 0 | 0 | 0 | Unknown | Unknown | 0 | 0 | 0 | 0 | Unknown | Unknown | Unknown | N | N | 0 | Unknown |  | 0 | 0 | 0 | 0 | 0 | 100 | 0 | 0 | 0 |  | * |  |  | 1 | 1 | 1
090972_090973 | 0909 | 090972 | 090973 | XYZN | Z12810 TO Z12809 | 3-636_AL_C | 3-636_AL_C | 37 | 37 | 40 | 80 | 0 | 30 | 0 | 165.6 | 0 | 0 | 1 | 1 | 1 | Unknown | Unknown | 0 | Unknown | 0 | 0 | 0 | Unknown | Unknown | 0 | 0 | 0 | 0 | Unknown | Unknown | Unknown | N | N | 0 | Unknown |  | 0 | 0 | 0 | 0 | 0 | 100 | 0 | 0 | 0 |  | * |  |  | 1 | 1 | 1
090973_09097301 | 0909 | 090973 | 09097301 | XYZN | Z12809 TO P110158 | 3-#6_CU_C | 3-#6_CU_C | 37 | 37 | 40 | 80 | 0 | 30 | 0 | 145 | 0 | 0 | 1 | 1 | 1 | Unknown | Unknown | 0 | Unknown | 0 | 0 | 0 | Unknown | Unknown | 0 | 0 | 0 | 0 | Unknown | Unknown | Unknown | N | N | 0 | Unknown |  | 0 | 0 | 0 | 0 | 0 | 100 | 0 | 0 | 0 |  | * |  |  | 1 | 1 | 1
090973_090974 | 0909 | 090973 | 090974 | XYZN | Z12809 TO Z12808 | 3-636_AL_C | 3-636_AL_C | 37 | 37 | 40 | 80 | 0 | 30 | 0 | 406.2 | 0 | 0 | 1 | 1 | 1 | Unknown | Unknown | 0 | Unknown | 0 | 0 | 0 | Unknown | Unknown | 0 | 0 | 0 | 0 | Unknown | Unknown | Unknown | N | N | 0 | Unknown |  | 0 | 0 | 0 | 0 | 0 | 100 | 0 | 0 | 0 |  | * |  |  | 1 | 1 | 1
09097301A_09097302 | 0909 | 09097301A | 09097302 | XYZN | P110158 TO P110159 | 3-#6_CU_C | 3-#6_CU_C | 37 | 37 | 40 | 80 | 0 | 30 | 0 | 193.2 | 0 | 0 | 1 | 1 | 1 | Unknown | Unknown | 0 | Unknown | 0 | 0 | 0 | Unknown | Unknown | 0 | 0 | 0 | 0 | Unknown | Unknown | Unknown | N | N | 0 | Unknown |  | 0 | 0 | 0 | 0 | 0 | 100 | 0 | 0 | 0 |  | * |  |  | 1 | 1 | 1
09097302_09097303 | 0909 | 09097302 | 09097303 | XYZN | P110159 TO P110160 | 3-#6_CU_C | 3-#6_CU_C | 37 | 37 | 40 | 80 | 0 | 30 | 0 | 1120 | 0 | 0 | 1 | 1 | 1 | Unknown | Unknown | 0 | Unknown | 0 | 0 | 0 | Unknown | Unknown | 0 | 0 | 0 | 0 | Unknown | Unknown | Unknown | N | N | 0 | Unknown |  | 0 | 0 | 0 | 0 | 0 | 100 | 0 | 0 | 0 |  | * |  |  | 1 | 1 | 1
09097303_09097304 | 0909 | 09097303 | 09097304 | XYZN | P110160 TO P110161 | 3-#6_CU_C | 3-#6_CU_C | 37 | 37 | 40 | 80 | 0 | 30 | 0 | 395.6 | 0 | 0 | 1 | 1 | 1 | Unknown | Unknown | 0 | Unknown | 0 | 0 | 0 | Unknown | Unknown | 0 | 0 | 0 | 0 | Unknown | Unknown | Unknown | N | N | 0 | Unknown |  | 0 | 0 | 0 | 0 | 0 | 100 | 0 | 0 | 0 |  | * |  |  | 1 | 1 | 1
09097304_09097305 | 0909 | 09097304 | 09097305 | XYZN | P110161 TO P110162 | 3-#6_CU_C | 3-#6_CU_C | 37 | 37 | 40 | 80 | 0 | 30 | 0 | 380 | 0 | 0 | 1 | 1 | 1 | Unknown | Unknown | 0 | Unknown | 0 | 0 | 0 | Unknown | Unknown | 0 | 0 | 0 | 0 | Unknown | Unknown | Unknown | N | N | 0 | Unknown |  | 0 | 0 | 0 | 0 | 0 | 100 | 0 | 0 | 0 |  | * |  |  | 1 | 1 | 1
09097305_09097306 | 0909 | 09097305 | 09097306 | XYZN | P110162 TO P411059 | 3-#6_CU_C | 3-#6_CU_C | 37 | 37 | 40 | 80 | 0 | 30 | 0 | 141.6 | 0 | 0 | 1 | 1 | 1 | Unknown | Unknown | 0 | Unknown | 0 | 0 | 0 | Unknown | Unknown | 0 | 0 | 0 | 0 | Unknown | Unknown | Unknown | N | N | 0 | Unknown |  | 0 | 0 | 0 | 0 | 0 | 100 | 0 | 0 | 0 |  | * |  |  | 1 | 1 | 1
09097306_09097307 | 0909 | 09097306 | 09097307 | XYZN | P411059 TO P110163 | 3-#6_CU_C | 3-#6_CU_C | 37 | 37 | 40 | 80 | 0 | 30 | 0 | 239.1 | 0 | 0 | 1 | 1 | 1 | Unknown | Unknown | 0 | Unknown | 0 | 0 | 0 | Unknown | Unknown | 0 | 0 | 0 | 0 | Unknown | Unknown | Unknown | N | N | 0 | Unknown |  | 0 | 0 | 0 | 0 | 0 | 100 | 0 | 0 | 0 |  | * |  |  | 1 | 1 | 1
09097306_09097314 | 0909 | 09097306 | 09097314 | XYZN | P411059 TO P411060 | 3-#6_CU_C | 3-#6_CU_C | 37 | 37 | 40 | 80 | 0 | 30 | 0 | 204.4 | 0 | 0 | 1 | 1 | 1 | Unknown | Unknown | 0 | Unknown | 0 | 0 | 0 | Unknown | Unknown | 0 | 0 | 0 | 0 | Unknown | Unknown | Unknown | N | N | 0 | Unknown |  | 0 | 0 | 0 | 0 | 0 | 100 | 0 | 0 | 0 |  | * |  |  | 1 | 1 | 1
09097307_09097308 | 0909 | 09097307 | 09097308 | XYZN | P110163 TO P815076 | 3-#6_CU_C | 3-#6_CU_C | 37 | 37 | 40 | 80 | 0 | 30 | 0 | 145.7 | 0 | 0 | 1 | 1 | 1 | Unknown | Unknown | 0 | Unknown | 0 | 0 | 0 | Unknown | Unknown | 0 | 0 | 0 | 0 | Unknown | Unknown | Unknown | N | N | 0 | Unknown |  | 0 | 0 | 0 | 0 | 0 | 100 | 0 | 0 | 0 |  | * |  |  | 1 | 1 | 1
09097307_09097310 | 0909 | 09097307 | 09097310 | XYZN | P110163 TO P815800 | 3-#2_AL_C | 3-#2_AL_C | 37 | 37 | 40 | 80 | 0 | 30 | 0 | 400.8 | 0 | 0 | 1 | 1 | 1 | Unknown | Unknown | 0 | Unknown | 0 | 0 | 0 | Unknown | Unknown | 0 | 0 | 0 | 0 | Unknown | Unknown | Unknown | N | N | 0 | Unknown |  | 0 | 0 | 0 | 0 | 0 | 100 | 0 | 0 | 0 |  | * |  |  | 1 | 1 | 1
09097308_09097309 | 0909 | 09097308 | 09097309 | X ZN | P815076 TO P110164 | 3-#6_CU_C | 3-#6_CU_C | 37 | 37 | 40 | 80 | 0 | 30 | 0 | 113.6 | 0 | 0 | 1 | 1 | 1 | Unknown | Unknown | 0 | Unknown | 0 | 0 | 0 | Unknown | Unknown | 0 | 0 | 0 | 0 | Unknown | Unknown | Unknown | N | N | 0 | Unknown |  | 0 | 0 | 0 | 0 | 0 | 100 | 0 | 0 | 0 |  | * |  |  | 1 | 1 | 1
09097310_09097311 | 0909 | 09097310 | 09097311 | XYZN | P815800 TO P815801 | 3-#2_AL_C | 3-#2_AL_C | 37 | 37 | 40 | 80 | 0 | 30 | 0 | 248.2 | 0 | 0 | 1 | 1 | 1 | Unknown | Unknown | 0 | Unknown | 0 | 0 | 0 | Unknown | Unknown | 0 | 0 | 0 | 0 | Unknown | Unknown | Unknown | N | N | 0 | Unknown |  | 0 | 0 | 0 | 0 | 0 | 100 | 0 | 0 | 0 |  | * |  |  | 1 | 1 | 1
09097311_09097312 | 0909 | 09097311 | 09097312 | XYZN | P815801 TO P815802 | 3-#2_AL_C | 3-#2_AL_C | 37 | 37 | 40 | 80 | 0 | 30 | 0 | 360.3 | 0 | 0 | 1 | 1 | 1 | Unknown | Unknown | 0 | Unknown | 0 | 0 | 0 | Unknown | Unknown | 0 | 0 | 0 | 0 | Unknown | Unknown | Unknown | N | N | 0 | Unknown |  | 0 | 0 | 0 | 0 | 0 | 100 | 0 | 0 | 0 |  | * |  |  | 1 | 1 | 1
09097312_09097313 | 0909 | 09097312 | 09097313 | XYZN | P815802 TO P815803 | 3-#2_AL_C | 3-#2_AL_C | 37 | 37 | 40 | 80 | 0 | 30 | 0 | 347.3 | 0 | 0 | 1 | 1 | 1 | Unknown | Unknown | 0 | Unknown | 0 | 0 | 0 | Unknown | Unknown | 0 | 0 | 0 | 0 | Unknown | Unknown | Unknown | N | N | 0 | Unknown |  | 0 | 0 | 0 | 0 | 0 | 100 | 0 | 0 | 0 |  | * |  |  | 1 | 1 | 1
09097314_09097315 | 0909 | 09097314 | 09097315 | XYZN | P411060 TO P411061 | 3-#6_CU_C | 3-#6_CU_C | 37 | 37 | 40 | 80 | 0 | 30 | 0 | 147.1 | 0 | 0 | 1 | 1 | 1 | Unknown | Unknown | 0 | Unknown | 0 | 0 | 0 | Unknown | Unknown | 0 | 0 | 0 | 0 | Unknown | Unknown | Unknown | N | N | 0 | Unknown |  | 0 | 0 | 0 | 0 | 0 | 100 | 0 | 0 | 0 |  | * |  |  | 1 | 1 | 1
09097315_09097316 | 0909 | 09097315 | 09097316 | XYZN | P411061 TO P415313 | 3-#4_CU_C | 3-#4_CU_C | 37 | 37 | 40 | 80 | 0 | 30 | 0 | 698.7 | 0 | 0 | 1 | 1 | 1 | Unknown | Unknown | 0 | Unknown | 0 | 0 | 0 | Unknown | Unknown | 0 | 0 | 0 | 0 | Unknown | Unknown | Unknown | N | N | 0 | Unknown |  | 0 | 0 | 0 | 0 | 0 | 100 | 0 | 0 | 0 |  | * |  |  | 1 | 1 | 1
09097315_09097320 | 0909 | 09097315 | 09097320 | XYZN | P411061 TO P411062 | 3-#6_CU_C | 3-#6_CU_C | 37 | 37 | 40 | 80 | 0 | 30 | 0 | 570 | 0 | 0 | 1 | 1 | 1 | Unknown | Unknown | 0 | Unknown | 0 | 0 | 0 | Unknown | Unknown | 0 | 0 | 0 | 0 | Unknown | Unknown | Unknown | N | N | 0 | Unknown |  | 0 | 0 | 0 | 0 | 0 | 100 | 0 | 0 | 0 |  | * |  |  | 1 | 1 | 1
09097316_09097317 | 0909 | 09097316 | 09097317 | XYZN | P415313 TO P415314 | 3-#4_CU_C | 3-#4_CU_C | 37 | 37 | 40 | 80 | 0 | 30 | 0 | 189.4 | 0 | 0 | 1 | 1 | 1 | Unknown | Unknown | 0 | Unknown | 0 | 0 | 0 | Unknown | Unknown | 0 | 0 | 0 | 0 | Unknown | Unknown | Unknown | N | N | 0 | Unknown |  | 0 | 0 | 0 | 0 | 0 | 100 | 0 | 0 | 0 |  | * |  |  | 1 | 1 | 1
09097317_09097318 | 0909 | 09097317 | 09097318 | XYZN | P415314 TO P415315 | 3-#4_CU_C | 3-#4_CU_C | 37 | 37 | 40 | 80 | 0 | 30 | 0 | 411.8 | 0 | 0 | 1 | 1 | 1 | Unknown | Unknown | 0 | Unknown | 0 | 0 | 0 | Unknown | Unknown | 0 | 0 | 0 | 0 | Unknown | Unknown | Unknown | N | N | 0 | Unknown |  | 0 | 0 | 0 | 0 | 0 | 100 | 0 | 0 | 0 |  | * |  |  | 1 | 1 | 1
09097318_09097319 | 0909 | 09097318 | 09097319 | XYZN | P415315 TO P415316 | 3-#4_CU_C | 3-#4_CU_C | 37 | 37 | 40 | 80 | 0 | 30 | 0 | 129.2 | 0 | 0 | 1 | 1 | 1 | Unknown | Unknown | 0 | Unknown | 0 | 0 | 0 | Unknown | Unknown | 0 | 0 | 0 | 0 | Unknown | Unknown | Unknown | N | N | 0 | Unknown |  | 0 | 0 | 0 | 0 | 0 | 100 | 0 | 0 | 0 |  | * |  |  | 1 | 1 | 1
09097320_09097321 | 0909 | 09097320 | 09097321 | XYZN | P411062 TO P411063 | 3-#6_CU_C | 3-#6_CU_C | 37 | 37 | 40 | 80 | 0 | 30 | 0 | 336.6 | 0 | 0 | 1 | 1 | 1 | Unknown | Unknown | 0 | Unknown | 0 | 0 | 0 | Unknown | Unknown | 0 | 0 | 0 | 0 | Unknown | Unknown | Unknown | N | N | 0 | Unknown |  | 0 | 0 | 0 | 0 | 0 | 100 | 0 | 0 | 0 |  | * |  |  | 1 | 1 | 1
090974_09097401 | 0909 | 090974 | 09097401 | YZN | Z12808 TO P190345 | 3-#4_CU_B | 3-#4_CU_B | 37 | 37 | 40 | 80 | 0 | 30 | 0 | 193.6 | 0 | 0 | 1 | 1 | 1 | Unknown | Unknown | 0 | Unknown | 0 | 0 | 0 | Unknown | Unknown | 0 | 0 | 0 | 0 | Unknown | Unknown | Unknown | N | N | 0 | Unknown |  | 0 | 0 | 0 | 0 | 0 | 100 | 0 | 0 | 0 |  | * |  |  | 1 | 1 | 1
090974_090975 | 0909 | 090974 | 090975 | XYZN | Z12808 TO Z12807 | 3-636_AL_C | 3-636_AL_C | 37 | 37 | 40 | 80 | 0 | 30 | 0 | 1548.2 | 0 | 0 | 1 | 1 | 1 | Unknown | Unknown | 0 | Unknown | 0 | 0 | 0 | Unknown | Unknown | 0 | 0 | 0 | 0 | Unknown | Unknown | Unknown | N | N | 0 | Unknown |  | 0 | 0 | 0 | 0 | 0 | 100 | 0 | 0 | 0 |  | * |  |  | 1 | 1 | 1
09097401_09097402 | 0909 | 09097401 | 09097402 | YZN | P190345 TO P414015 | 3-#4_CU_B | 3-#4_CU_B | 37 | 37 | 40 | 80 | 0 | 30 | 0 | 404 | 0 | 0 | 1 | 1 | 1 | Unknown | Unknown | 0 | Unknown | 0 | 0 | 0 | Unknown | Unknown | 0 | 0 | 0 | 0 | Unknown | Unknown | Unknown | N | N | 0 | Unknown |  | 0 | 0 | 0 | 0 | 0 | 100 | 0 | 0 | 0 |  | * |  |  | 1 | 1 | 1
09097402_09097403 | 0909 | 09097402 | 09097403 | YZN | P414015 TO P417027 | 3-#6_CU_B | 3-#6_CU_B | 37 | 37 | 40 | 80 | 0 | 30 | 0 | 194.7 | 0 | 0 | 1 | 1 | 1 | Unknown | Unknown | 0 | Unknown | 0 | 0 | 0 | Unknown | Unknown | 0 | 0 | 0 | 0 | Unknown | Unknown | Unknown | N | N | 0 | Unknown |  | 0 | 0 | 0 | 0 | 0 | 100 | 0 | 0 | 0 |  | * |  |  | 1 | 1 | 1
09097402_09097406 | 0909 | 09097402 | 09097406 | YZN | P414015 TO P414016 | 3-#4_CU_B | 3-#4_CU_B | 37 | 37 | 40 | 80 | 0 | 30 | 0 | 350 | 0 | 0 | 1 | 1 | 1 | Unknown | Unknown | 0 | Unknown | 0 | 0 | 0 | Unknown | Unknown | 0 | 0 | 0 | 0 | Unknown | Unknown | Unknown | N | N | 0 | Unknown |  | 0 | 0 | 0 | 0 | 0 | 100 | 0 | 0 | 0 |  | * |  |  | 1 | 1 | 1
09097403_09097404 | 0909 | 09097403 | 09097404 | YZN | P417027 TO P417028 | 3-#6_CU_B | 3-#6_CU_B | 37 | 37 | 40 | 80 | 0 | 30 | 0 | 303.8 | 0 | 0 | 1 | 1 | 1 | Unknown | Unknown | 0 | Unknown | 0 | 0 | 0 | Unknown | Unknown | 0 | 0 | 0 | 0 | Unknown | Unknown | Unknown | N | N | 0 | Unknown |  | 0 | 0 | 0 | 0 | 0 | 100 | 0 | 0 | 0 |  | * |  |  | 1 | 1 | 1
09097404_09097405 | 0909 | 09097404 | 09097405 | YZN | P417028 TO P160737 | 3-#2_AL_B | 3-#2_AL_B | 37 | 37 | 40 | 80 | 0 | 30 | 0 | 224.2 | 0 | 0 | 1 | 1 | 1 | Unknown | Unknown | 0 | Unknown | 0 | 0 | 0 | Unknown | Unknown | 0 | 0 | 0 | 0 | Unknown | Unknown | Unknown | N | N | 0 | Unknown |  | 0 | 0 | 0 | 0 | 0 | 100 | 0 | 0 | 0 |  | * |  |  | 1 | 1 | 1
09097406_09097407 | 0909 | 09097406 | 09097407 | YZN | P414016 TO P414017 | 3-#4_CU_B | 3-#4_CU_B | 37 | 37 | 40 | 80 | 0 | 30 | 0 | 371 | 0 | 0 | 1 | 1 | 1 | Unknown | Unknown | 0 | Unknown | 0 | 0 | 0 | Unknown | Unknown | 0 | 0 | 0 | 0 | Unknown | Unknown | Unknown | N | N | 0 | Unknown |  | 0 | 0 | 0 | 0 | 0 | 100 | 0 | 0 | 0 |  | * |  |  | 1 | 1 | 1
09097407A_09097408 | 0909 | 09097407A | 09097408 | YZN | P414017 TO P414018 | 3-#4_CU_B | 3-#4_CU_B | 37 | 37 | 40 | 80 | 0 | 30 | 0 | 511.3 | 0 | 0 | 1 | 1 | 1 | Unknown | Unknown | 0 | Unknown | 0 | 0 | 0 | Unknown | Unknown | 0 | 0 | 0 | 0 | Unknown | Unknown | Unknown | N | N | 0 | Unknown |  | 0 | 0 | 0 | 0 | 0 | 100 | 0 | 0 | 0 |  | * |  |  | 1 | 1 | 1
09097407A_09097426 | 0909 | 09097407A | 09097426 | YZN | P414017 TO P616278 | 3-#2A5005C | 3-#2A5005C | 37 | 37 | 40 | 80 | 0 | 30 | 0 | 618.9 | 0 | 0 | 1 | 1 | 1 | Unknown | Unknown | 0 | Unknown | 0 | 0 | 0 | Unknown | Unknown | 0 | 0 | 0 | 0 | Unknown | Unknown | Unknown | N | N | 0 | Unknown |  | 0 | 0 | 0 | 0 | 0 | 100 | 0 | 0 | 0 |  | * |  |  | 1 | 1 | 1
09097408_09097409 | 0909 | 09097408 | 09097409 | YZN | P414018 TO P414019 | 3-#4_CU_B | 3-#4_CU_B | 37 | 37 | 40 | 80 | 0 | 30 | 0 | 351.2 | 0 | 0 | 1 | 1 | 1 | Unknown | Unknown | 0 | Unknown | 0 | 0 | 0 | Unknown | Unknown | 0 | 0 | 0 | 0 | Unknown | Unknown | Unknown | N | N | 0 | Unknown |  | 0 | 0 | 0 | 0 | 0 | 100 | 0 | 0 | 0 |  | * |  |  | 1 | 1 | 1
09097409_09097410 | 0909 | 09097409 | 09097410 | YZN | P414019 TO P614537 | 3-#2A5005C | 3-#2A5005C | 37 | 37 | 40 | 80 | 0 | 30 | 0 | 302.1 | 0 | 0 | 1 | 1 | 1 | Unknown | Unknown | 0 | Unknown | 0 | 0 | 0 | Unknown | Unknown | 0 | 0 | 0 | 0 | Unknown | Unknown | Unknown | N | N | 0 | Unknown |  | 0 | 0 | 0 | 0 | 0 | 100 | 0 | 0 | 0 |  | * |  |  | 1 | 1 | 1
09097409_09097417 | 0909 | 09097409 | 09097417 | YZN | P414019 TO P613508 | 3-#2A5005C | 3-#2A5005C | 37 | 37 | 40 | 80 | 0 | 30 | 0 | 98.8 | 0 | 0 | 1 | 1 | 1 | Unknown | Unknown | 0 | Unknown | 0 | 0 | 0 | Unknown | Unknown | 0 | 0 | 0 | 0 | Unknown | Unknown | Unknown | N | N | 0 | Unknown |  | 0 | 0 | 0 | 0 | 0 | 100 | 0 | 0 | 0 |  | * |  |  | 1 | 1 | 1
09097409_09097424 | 0909 | 09097409 | 09097424 | YZN | P414019 TO P191137 | 3-#4_CU_B | 3-#4_CU_B | 37 | 37 | 40 | 80 | 0 | 30 | 0 | 58.1 | 0 | 0 | 1 | 1 | 1 | Unknown | Unknown | 0 | Unknown | 0 | 0 | 0 | Unknown | Unknown | 0 | 0 | 0 | 0 | Unknown | Unknown | Unknown | N | N | 0 | Unknown |  | 0 | 0 | 0 | 0 | 0 | 100 | 0 | 0 | 0 |  | * |  |  | 1 | 1 | 1
09097410_09097411 | 0909 | 09097410 | 09097411 | YZN | P614537 TO P817191 | 3-#2_AL_B | 3-#2_AL_B | 37 | 37 | 40 | 80 | 0 | 30 | 0 | 201.3 | 0 | 0 | 1 | 1 | 1 | Unknown | Unknown | 0 | Unknown | 0 | 0 | 0 | Unknown | Unknown | 0 | 0 | 0 | 0 | Unknown | Unknown | Unknown | N | N | 0 | Unknown |  | 0 | 0 | 0 | 0 | 0 | 100 | 0 | 0 | 0 |  | * |  |  | 1 | 1 | 1
09097411_09097412 | 0909 | 09097411 | 09097412 | YZN | P817191 TO P713884 | 3-#2_AL_B | 3-#2_AL_B | 37 | 37 | 40 | 80 | 0 | 30 | 0 | 164.3 | 0 | 0 | 1 | 1 | 1 | Unknown | Unknown | 0 | Unknown | 0 | 0 | 0 | Unknown | Unknown | 0 | 0 | 0 | 0 | Unknown | Unknown | Unknown | N | N | 0 | Unknown |  | 0 | 0 | 0 | 0 | 0 | 100 | 0 | 0 | 0 |  | * |  |  | 1 | 1 | 1
09097412_09097413 | 0909 | 09097412 | 09097413 | YZN | P713884 TO P36219 | 3-#2_AL_B | 3-#2_AL_B | 37 | 37 | 40 | 80 | 0 | 30 | 0 | 105.8 | 0 | 0 | 1 | 1 | 1 | Unknown | Unknown | 0 | Unknown | 0 | 0 | 0 | Unknown | Unknown | 0 | 0 | 0 | 0 | Unknown | Unknown | Unknown | N | N | 0 | Unknown |  | 0 | 0 | 0 | 0 | 0 | 100 | 0 | 0 | 0 |  | * |  |  | 1 | 1 | 1
09097413_09097414 | 0909 | 09097413 | 09097414 | YZN | P36219 TO P36220 | 3-#2_AL_B | 3-#2_AL_B | 37 | 37 | 40 | 80 | 0 | 30 | 0 | 76.3 | 0 | 0 | 1 | 1 | 1 | Unknown | Unknown | 0 | Unknown | 0 | 0 | 0 | Unknown | Unknown | 0 | 0 | 0 | 0 | Unknown | Unknown | Unknown | N | N | 0 | Unknown |  | 0 | 0 | 0 | 0 | 0 | 100 | 0 | 0 | 0 |  | * |  |  | 1 | 1 | 1
09097413_09097416 | 0909 | 09097413 | 09097416 | YZN | P36219 TO P713885 | 3-#2_AL_B | 3-#2_AL_B | 37 | 37 | 40 | 80 | 0 | 30 | 0 | 204.5 | 0 | 0 | 1 | 1 | 1 | Unknown | Unknown | 0 | Unknown | 0 | 0 | 0 | Unknown | Unknown | 0 | 0 | 0 | 0 | Unknown | Unknown | Unknown | N | N | 0 | Unknown |  | 0 | 0 | 0 | 0 | 0 | 100 | 0 | 0 | 0 |  | * |  |  | 1 | 1 | 1
09097414_09097415 | 0909 | 09097414 | 09097415 | YZN | P36220 TO P36221 | 3-#2_AL_B | 3-#2_AL_B | 37 | 37 | 40 | 80 | 0 | 30 | 0 | 104 | 0 | 0 | 1 | 1 | 1 | Unknown | Unknown | 0 | Unknown | 0 | 0 | 0 | Unknown | Unknown | 0 | 0 | 0 | 0 | Unknown | Unknown | Unknown | N | N | 0 | Unknown |  | 0 | 0 | 0 | 0 | 0 | 100 | 0 | 0 | 0 |  | * |  |  | 1 | 1 | 1
09097417_09097418 | 0909 | 09097417 | 09097418 | YZN | P613508 TO P619356 | 3-#2_AL_B | 3-#2_AL_B | 37 | 37 | 40 | 80 | 0 | 30 | 0 | 94.3 | 0 | 0 | 1 | 1 | 1 | 3-#2_AL_B | 3-#2_AL_B | 0 | Unknown | 0 | 0 | 0 | Unknown | Unknown | 0 | 0 | 0 | 0 | Unknown | Unknown | Unknown | N | N | 0 | Unknown |  | 0 | 0 | 0 | 0 | 0 | 100 | 0 | 0 | 0 |  | * |  |  | 1 | 1 | 1
09097417_09097422 | 0909 | 09097417 | 09097422 | YZN | P613508 TO P613509 | 3-#2A5005C | 3-#2A5005C | 37 | 37 | 40 | 80 | 0 | 30 | 0 | 252.9 | 0 | 0 | 1 | 1 | 1 | Unknown | Unknown | 0 | Unknown | 0 | 0 | 0 | Unknown | Unknown | 0 | 0 | 0 | 0 | Unknown | Unknown | Unknown | N | N | 0 | Unknown |  | 0 | 0 | 0 | 0 | 0 | 100 | 0 | 0 | 0 |  | * |  |  | 1 | 1 | 1
09097418_09097419 | 0909 | 09097418 | 09097419 | YZN | P619356 TO P619357 | 3-#2_AL_B | 3-#2_AL_B | 37 | 37 | 40 | 80 | 0 | 30 | 0 | 309.3 | 0 | 0 | 1 | 1 | 1 | Unknown | Unknown | 0 | Unknown | 0 | 0 | 0 | Unknown | Unknown | 0 | 0 | 0 | 0 | Unknown | Unknown | Unknown | N | N | 0 | Unknown |  | 0 | 0 | 0 | 0 | 0 | 100 | 0 | 0 | 0 |  | * |  |  | 1 | 1 | 1
09097419_09097420 | 0909 | 09097419 | 09097420 | YZN | P619357 TO P619358 | 3-#2_AL_B | 3-#2_AL_B | 37 | 37 | 40 | 80 | 0 | 30 | 0 | 301.4 | 0 | 0 | 1 | 1 | 1 | Unknown | Unknown | 0 | Unknown | 0 | 0 | 0 | Unknown | Unknown | 0 | 0 | 0 | 0 | Unknown | Unknown | Unknown | N | N | 0 | Unknown |  | 0 | 0 | 0 | 0 | 0 | 100 | 0 | 0 | 0 |  | * |  |  | 1 | 1 | 1
09097420_09097421 | 0909 | 09097420 | 09097421 | YZN | P619358 TO P619359 | 3-#2_AL_B | 3-#2_AL_B | 37 | 37 | 40 | 80 | 0 | 30 | 0 | 419.2 | 0 | 0 | 1 | 1 | 1 | Unknown | Unknown | 0 | Unknown | 0 | 0 | 0 | Unknown | Unknown | 0 | 0 | 0 | 0 | Unknown | Unknown | Unknown | N | N | 0 | Unknown |  | 0 | 0 | 0 | 0 | 0 | 100 | 0 | 0 | 0 |  | * |  |  | 1 | 1 | 1
09097422_09097423 | 0909 | 09097422 | 09097423 | YZN | P613509 TO P613510 | 3-#2A5005C | 3-#2A5005C | 37 | 37 | 40 | 80 | 0 | 30 | 0 | 195.4 | 0 | 0 | 1 | 1 | 1 | Unknown | Unknown | 0 | Unknown | 0 | 0 | 0 | Unknown | Unknown | 0 | 0 | 0 | 0 | Unknown | Unknown | Unknown | N | N | 0 | Unknown |  | 0 | 0 | 0 | 0 | 0 | 100 | 0 | 0 | 0 |  | * |  |  | 1 | 1 | 1
09097424_09097425 | 0909 | 09097424 | 09097425 | YZN | P191137 TO P414020 | 3-#4_CU_B | 3-#4_CU_B | 37 | 37 | 40 | 80 | 0 | 30 | 0 | 139.1 | 0 | 0 | 1 | 1 | 1 | Unknown | Unknown | 0 | Unknown | 0 | 0 | 0 | Unknown | Unknown | 0 | 0 | 0 | 0 | Unknown | Unknown | Unknown | N | N | 0 | Unknown |  | 0 | 0 | 0 | 0 | 0 | 100 | 0 | 0 | 0 |  | * |  |  | 1 | 1 | 1
09097426_09097427 | 0909 | 09097426 | 09097427 | YZN | P616278 TO P616279 | 3-#2A5005C | 3-#2A5005C | 37 | 37 | 40 | 80 | 0 | 30 | 0 | 139.7 | 0 | 0 | 1 | 1 | 1 | Unknown | Unknown | 0 | Unknown | 0 | 0 | 0 | Unknown | Unknown | 0 | 0 | 0 | 0 | Unknown | Unknown | Unknown | N | N | 0 | Unknown |  | 0 | 0 | 0 | 0 | 0 | 100 | 0 | 0 | 0 |  | * |  |  | 1 | 1 | 1
09097427_09097428 | 0909 | 09097427 | 09097428 | YZN | P616279 TO P616280 | 3-#2A5005C | 3-#2A5005C | 37 | 37 | 40 | 80 | 0 | 30 | 0 | 403.4 | 0 | 0 | 1 | 1 | 1 | Unknown | Unknown | 0 | Unknown | 0 | 0 | 0 | Unknown | Unknown | 0 | 0 | 0 | 0 | Unknown | Unknown | Unknown | N | N | 0 | Unknown |  | 0 | 0 | 0 | 0 | 0 | 100 | 0 | 0 | 0 |  | * |  |  | 1 | 1 | 1
09097428_09097429 | 0909 | 09097428 | 09097429 | YZN | P616280 TO P616281 | 3-#2A5005C | 3-#2A5005C | 37 | 37 | 40 | 80 | 0 | 30 | 0 | 402.6 | 0 | 0 | 1 | 1 | 1 | Unknown | Unknown | 0 | Unknown | 0 | 0 | 0 | Unknown | Unknown | 0 | 0 | 0 | 0 | Unknown | Unknown | Unknown | N | N | 0 | Unknown |  | 0 | 0 | 0 | 0 | 0 | 100 | 0 | 0 | 0 |  | * |  |  | 1 | 1 | 1
09097429_09097430 | 0909 | 09097429 | 09097430 | YZN | P616281 TO P616282 | 3-#2A5005C | 3-#2A5005C | 37 | 37 | 40 | 80 | 0 | 30 | 0 | 627.4 | 0 | 0 | 1 | 1 | 1 | Unknown | Unknown | 0 | Unknown | 0 | 0 | 0 | Unknown | Unknown | 0 | 0 | 0 | 0 | Unknown | Unknown | Unknown | N | N | 0 | Unknown |  | 0 | 0 | 0 | 0 | 0 | 100 | 0 | 0 | 0 |  | * |  |  | 1 | 1 | 1
09097430A_09097431 | 0909 | 09097430A | 09097431 | YZN | P616282 TO H3944579210 | 1C#2SAPECN | 1C#2SAPECN | 37 | 37 | 40 | 80 | 0 | 30 | 0 | 129 | 0 | 0 | 1 | 1 | 1 | Unknown | Unknown | 0 | Unknown | 0 | 0 | 0 | Unknown | Unknown | 0 | 0 | 0 | 0 | Unknown | Unknown | Unknown | N | N | 0 | Unknown |  | 0 | 0 | 0 | 0 | 0 | 100 | 0 | 0 | 0 |  | * |  |  | 1 | 1 | 1
09097431_09097432 | 0909 | 09097431 | 09097432 | YZN | H3944579210 TO D3940678175 | 1C#2SAPECN | 1C#2SAPECN | 37 | 37 | 40 | 80 | 0 | 30 | 0 | 617 | 0 | 0 | 1 | 1 | 1 | Unknown | Unknown | 0 | Unknown | 0 | 0 | 0 | Unknown | Unknown | 0 | 0 | 0 | 0 | Unknown | Unknown | Unknown | N | N | 0 | Unknown |  | 0 | 0 | 0 | 0 | 0 | 100 | 0 | 0 | 0 |  | * |  |  | 1 | 1 | 1
09097432_09097433 | 0909 | 09097432 | 09097433 | YZN | D3940678175 TO D3936378137 | 1C#2SAPECN | 1C#2SAPECN | 37 | 37 | 40 | 80 | 0 | 30 | 0 | 655 | 0 | 0 | 1 | 1 | 1 | Unknown | Unknown | 0 | Unknown | 0 | 0 | 0 | Unknown | Unknown | 0 | 0 | 0 | 0 | Unknown | Unknown | Unknown | N | N | 0 | Unknown |  | 0 | 0 | 0 | 0 | 0 | 100 | 0 | 0 | 0 |  | * |  |  | 1 | 1 | 1
090975_090976 | 0909 | 090975 | 090976 | XYZN | Z12807 TO Z12806 | 3-636_AL_C | 3-636_AL_C | 37 | 37 | 40 | 80 | 0 | 30 | 0 | 749.2 | 0 | 0 | 1 | 1 | 1 | Unknown | Unknown | 0 | Unknown | 0 | 0 | 0 | Unknown | Unknown | 0 | 0 | 0 | 0 | Unknown | Unknown | Unknown | N | N | 0 | Unknown |  | 0 | 0 | 0 | 0 | 0 | 100 | 0 | 0 | 0 |  | * |  |  | 1 | 1 | 1
090976_090977 | 0909 | 090976 | 090977 | XYZN | Z12806 TO Z12805 | 3-636_AL_C | 3-636_AL_C | 37 | 37 | 40 | 80 | 0 | 30 | 0 | 260.1 | 0 | 0 | 1 | 1 | 1 | Unknown | Unknown | 0 | Unknown | 0 | 0 | 0 | Unknown | Unknown | 0 | 0 | 0 | 0 | Unknown | Unknown | Unknown | N | N | 0 | Unknown |  | 0 | 0 | 0 | 0 | 0 | 100 | 0 | 0 | 0 |  | * |  |  | 1 | 1 | 1
090977_090978 | 0909 | 090977 | 090978 | XYZN | Z12805 TO Z12804 | 3-636_AL_C | 3-636_AL_C | 37 | 37 | 40 | 80 | 0 | 30 | 0 | 346.4 | 0 | 0 | 1 | 1 | 1 | Unknown | Unknown | 0 | Unknown | 0 | 0 | 0 | Unknown | Unknown | 0 | 0 | 0 | 0 | Unknown | Unknown | Unknown | N | N | 0 | Unknown |  | 0 | 0 | 0 | 0 | 0 | 100 | 0 | 0 | 0 |  | * |  |  | 1 | 1 | 1
090978_090979 | 0909 | 090978 | 090979 | XYZN | Z12804 TO Z12803 | 3-636_AL_C | 3-636_AL_C | 37 | 37 | 40 | 80 | 0 | 30 | 0 | 620.5 | 0 | 0 | 1 | 1 | 1 | Unknown | Unknown | 0 | Unknown | 0 | 0 | 0 | Unknown | Unknown | 0 | 0 | 0 | 0 | Unknown | Unknown | Unknown | N | N | 0 | Unknown |  | 0 | 0 | 0 | 0 | 0 | 100 | 0 | 0 | 0 |  | * |  |  | 1 | 1 | 1
090979_090980 | 0909 | 090979 | 090980 | XYZN | Z12803 TO Z12802 | 3-636_AL_C | 3-636_AL_C | 37 | 37 | 40 | 80 | 0 | 30 | 0 | 524.8 | 0 | 0 | 1 | 1 | 1 | Unknown | Unknown | 0 | Unknown | 0 | 0 | 0 | Unknown | Unknown | 0 | 0 | 0 | 0 | Unknown | Unknown | Unknown | N | N | 0 | Unknown |  | 0 | 0 | 0 | 0 | 0 | 100 | 0 | 0 | 0 |  | * |  |  | 1 | 1 | 1
09097901_09097902 | 0909 | 09097901 | 09097902 | X N | H111605 TO D123732 | 1C#2SAPECN | 1C#2SAPECN | 37 | 37 | 40 | 80 | 0 | 30 | 0 | 277 | 0 | 0 | 1 | 1 | 1 | Unknown | Unknown | 0 | Unknown | 0 | 0 | 0 | Unknown | Unknown | 0 | 0 | 0 | 0 | Unknown | Unknown | Unknown | N | N | 0 | Unknown |  | 0 | 0 | 0 | 0 | 0 | 100 | 0 | 0 | 0 |  | * |  |  | 1 | 1 | 1
09097901_09097903 | 0909 | 09097901 | 09097903 | X N | H111605 TO D123731 | 1C#2SAPECN | 1C#2SAPECN | 37 | 37 | 40 | 80 | 0 | 30 | 0 | 408 | 0 | 0 | 1 | 1 | 1 | Unknown | Unknown | 0 | Unknown | 0 | 0 | 0 | Unknown | Unknown | 0 | 0 | 0 | 0 | Unknown | Unknown | Unknown | N | N | 0 | Unknown |  | 0 | 0 | 0 | 0 | 0 | 100 | 0 | 0 | 0 |  | * |  |  | 1 | 1 | 1
090979A_09097901 | 0909 | 090979A | 09097901 | X N | Z12803 TO H111605 | 1C#2SAPECN | 1C#2SAPECN | 37 | 37 | 40 | 80 | 0 | 30 | 0 | 245 | 0 | 0 | 1 | 1 | 1 | Unknown | Unknown | 0 | Unknown | 0 | 0 | 0 | Unknown | Unknown | 0 | 0 | 0 | 0 | Unknown | Unknown | Unknown | N | N | 0 | Unknown |  | 0 | 0 | 0 | 0 | 0 | 100 | 0 | 0 | 0 |  | * |  |  | 1 | 1 | 1
09098_0909801 | 0909 | 09098 | 0909801 | X ZN | Z113393 TO P217478 | 3-#6_CU_B | 3-#6_CU_B | 37 | 37 | 40 | 80 | 0 | 30 | 0 | 97.3 | 0 | 0 | 1 | 1 | 1 | Unknown | Unknown | 0 | Unknown | 0 | 0 | 0 | Unknown | Unknown | 0 | 0 | 0 | 0 | Unknown | Unknown | Unknown | N | N | 0 | Unknown |  | 0 | 0 | 0 | 0 | 0 | 100 | 0 | 0 | 0 |  | * |  |  | 1 | 1 | 1
09098_0909804 | 0909 | 09098 | 0909804 | XYZN | Z113393 TO P113394 | 3-#6_CU_C | 3-#6_CU_C | 37 | 37 | 40 | 80 | 0 | 30 | 0 | 340.1 | 0 | 0 | 1 | 1 | 1 | Unknown | Unknown | 0 | Unknown | 0 | 0 | 0 | Unknown | Unknown | 0 | 0 | 0 | 0 | Unknown | Unknown | Unknown | N | N | 0 | Unknown |  | 0 | 0 | 0 | 0 | 0 | 100 | 0 | 0 | 0 |  | * |  |  | 1 | 1 | 1
09098_0909812 | 0909 | 09098 | 0909812 | XYZN | Z113393 TO P113298 | 3-#6_CU_C | 3-#6_CU_C | 37 | 37 | 40 | 80 | 0 | 30 | 0 | 122.5 | 0 | 0 | 1 | 1 | 1 | Unknown | Unknown | 0 | Unknown | 0 | 0 | 0 | Unknown | Unknown | 0 | 0 | 0 | 0 | Unknown | Unknown | Unknown | N | N | 0 | Unknown |  | 0 | 0 | 0 | 0 | 0 | 100 | 0 | 0 | 0 |  | * |  |  | 1 | 1 | 1
09098_09099 | 0909 | 09098 | 09099 | XYZN | Z113393 TO Z210656 | 3-3/0_AL_C | 3-3\0_AL_C | 37 | 37 | 40 | 80 | 0 | 30 | 0 | 276 | 0 | 0 | 1 | 1 | 1 | Unknown | Unknown | 0 | Unknown | 0 | 0 | 0 | Unknown | Unknown | 0 | 0 | 0 | 0 | Unknown | Unknown | Unknown | N | N | 0 | Unknown |  | 0 | 0 | 0 | 0 | 0 | 100 | 0 | 0 | 0 |  | * |  |  | 1 | 1 | 1
090980_090981 | 0909 | 090980 | 090981 | XYZN | Z12802 TO Z12801 | 3-636_AL_C | 3-636_AL_C | 37 | 37 | 40 | 80 | 0 | 30 | 0 | 378.4 | 0 | 0 | 1 | 1 | 1 | Unknown | Unknown | 0 | Unknown | 0 | 0 | 0 | Unknown | Unknown | 0 | 0 | 0 | 0 | Unknown | Unknown | Unknown | N | N | 0 | Unknown |  | 0 | 0 | 0 | 0 | 0 | 100 | 0 | 0 | 0 |  | * |  |  | 1 | 1 | 1
09098001_09098002 | 0909 | 09098001 | 09098002 | X N | H108754 TO D129148 | 1C#2SAPECN | 1C#2SAPECN | 37 | 37 | 40 | 80 | 0 | 30 | 0 | 224 | 0 | 0 | 1 | 1 | 1 | Unknown | Unknown | 0 | Unknown | 0 | 0 | 0 | Unknown | Unknown | 0 | 0 | 0 | 0 | Unknown | Unknown | Unknown | N | N | 0 | Unknown |  | 0 | 0 | 0 | 0 | 0 | 100 | 0 | 0 | 0 |  | * |  |  | 1 | 1 | 1
0909801_0909802 | 0909 | 0909801 | 0909802 | X ZN | P217478 TO P217479 | 3-#6_CU_B | 3-#6_CU_B | 37 | 37 | 40 | 80 | 0 | 30 | 0 | 246.1 | 0 | 0 | 1 | 1 | 1 | Unknown | Unknown | 0 | Unknown | 0 | 0 | 0 | Unknown | Unknown | 0 | 0 | 0 | 0 | Unknown | Unknown | Unknown | N | N | 0 | Unknown |  | 0 | 0 | 0 | 0 | 0 | 100 | 0 | 0 | 0 |  | * |  |  | 1 | 1 | 1
0909802_0909803 | 0909 | 0909802 | 0909803 | X ZN | P217479 TO P217480 | 3-#6_CU_B | 3-#6_CU_B | 37 | 37 | 40 | 80 | 0 | 30 | 0 | 252.2 | 0 | 0 | 1 | 1 | 1 | Unknown | Unknown | 0 | Unknown | 0 | 0 | 0 | Unknown | Unknown | 0 | 0 | 0 | 0 | Unknown | Unknown | Unknown | N | N | 0 | Unknown |  | 0 | 0 | 0 | 0 | 0 | 100 | 0 | 0 | 0 |  | * |  |  | 1 | 1 | 1
0909804_0909805 | 0909 | 0909804 | 0909805 | XYZN | P113394 TO P113395 | 3-#6_CU_C | 3-#6_CU_C | 37 | 37 | 40 | 80 | 0 | 30 | 0 | 285.3 | 0 | 0 | 1 | 1 | 1 | Unknown | Unknown | 0 | Unknown | 0 | 0 | 0 | Unknown | Unknown | 0 | 0 | 0 | 0 | Unknown | Unknown | Unknown | N | N | 0 | Unknown |  | 0 | 0 | 0 | 0 | 0 | 100 | 0 | 0 | 0 |  | * |  |  | 1 | 1 | 1
0909805_0909806 | 0909 | 0909805 | 0909806 | XYZN | P113395 TO P113396 | 3-#6_CU_C | 3-#6_CU_C | 37 | 37 | 40 | 80 | 0 | 30 | 0 | 302.3 | 0 | 0 | 1 | 1 | 1 | Unknown | Unknown | 0 | Unknown | 0 | 0 | 0 | Unknown | Unknown | 0 | 0 | 0 | 0 | Unknown | Unknown | Unknown | N | N | 0 | Unknown |  | 0 | 0 | 0 | 0 | 0 | 100 | 0 | 0 | 0 |  | * |  |  | 1 | 1 | 1
0909806_0909807 | 0909 | 0909806 | 0909807 | XYZN | P113396 TO P113397 | 3-#6_CU_C | 3-#6_CU_C | 37 | 37 | 40 | 80 | 0 | 30 | 0 | 300.1 | 0 | 0 | 1 | 1 | 1 | Unknown | Unknown | 0 | Unknown | 0 | 0 | 0 | Unknown | Unknown | 0 | 0 | 0 | 0 | Unknown | Unknown | Unknown | N | N | 0 | Unknown |  | 0 | 0 | 0 | 0 | 0 | 100 | 0 | 0 | 0 |  | * |  |  | 1 | 1 | 1
0909807_0909808 | 0909 | 0909807 | 0909808 | XYZN | P113397 TO P219619 | 3-#6_CU_C | 3-#6_CU_C | 37 | 37 | 40 | 80 | 0 | 30 | 0 | 411.4 | 0 | 0 | 1 | 1 | 1 | Unknown | Unknown | 0 | Unknown | 0 | 0 | 0 | Unknown | Unknown | 0 | 0 | 0 | 0 | Unknown | Unknown | Unknown | N | N | 0 | Unknown |  | 0 | 0 | 0 | 0 | 0 | 100 | 0 | 0 | 0 |  | * |  |  | 1 | 1 | 1
0909807_0909809 | 0909 | 0909807 | 0909809 | YZN | P113397 TO P113398 | 3-#6_CU_B | 3-#6_CU_B | 37 | 37 | 40 | 80 | 0 | 30 | 0 | 203 | 0 | 0 | 1 | 1 | 1 | Unknown | Unknown | 0 | Unknown | 0 | 0 | 0 | Unknown | Unknown | 0 | 0 | 0 | 0 | Unknown | Unknown | Unknown | N | N | 0 | Unknown |  | 0 | 0 | 0 | 0 | 0 | 100 | 0 | 0 | 0 |  | * |  |  | 1 | 1 | 1
0909809_0909810 | 0909 | 0909809 | 0909810 | YZN | P113398 TO P113399 | 3-#6_CU_B | 3-#6_CU_B | 37 | 37 | 40 | 80 | 0 | 30 | 0 | 308.9 | 0 | 0 | 1 | 1 | 1 | Unknown | Unknown | 0 | Unknown | 0 | 0 | 0 | Unknown | Unknown | 0 | 0 | 0 | 0 | Unknown | Unknown | Unknown | N | N | 0 | Unknown |  | 0 | 0 | 0 | 0 | 0 | 100 | 0 | 0 | 0 |  | * |  |  | 1 | 1 | 1
090980A_09098001 | 0909 | 090980A | 09098001 | X N | Z12802 TO H108754 | 1C#2SAPECN | 1C#2SAPECN | 37 | 37 | 40 | 80 | 0 | 30 | 0 | 211 | 0 | 0 | 1 | 1 | 1 | Unknown | Unknown | 0 | Unknown | 0 | 0 | 0 | Unknown | Unknown | 0 | 0 | 0 | 0 | Unknown | Unknown | Unknown | N | N | 0 | Unknown |  | 0 | 0 | 0 | 0 | 0 | 100 | 0 | 0 | 0 |  | * |  |  | 1 | 1 | 1
090981_090982 | 0909 | 090981 | 090982 | XYZN | Z12801 TO Z12800 | 3-636_AL_C | 3-636_AL_C | 37 | 37 | 40 | 80 | 0 | 30 | 0 | 313.4 | 0 | 0 | 1 | 1 | 1 | Unknown | Unknown | 0 | Unknown | 0 | 0 | 0 | Unknown | Unknown | 0 | 0 | 0 | 0 | Unknown | Unknown | Unknown | N | N | 0 | Unknown |  | 0 | 0 | 0 | 0 | 0 | 100 | 0 | 0 | 0 |  | * |  |  | 1 | 1 | 1
0909810_0909811 | 0909 | 0909810 | 0909811 | YZN | P113399 TO P113400 | 3-#6_CU_B | 3-#6_CU_B | 37 | 37 | 40 | 80 | 0 | 30 | 0 | 144.6 | 0 | 0 | 1 | 1 | 1 | Unknown | Unknown | 0 | Unknown | 0 | 0 | 0 | Unknown | Unknown | 0 | 0 | 0 | 0 | Unknown | Unknown | Unknown | N | N | 0 | Unknown |  | 0 | 0 | 0 | 0 | 0 | 100 | 0 | 0 | 0 |  | * |  |  | 1 | 1 | 1
09098101_09098102 | 0909 | 09098101 | 09098102 | ZN | H100833 TO D102243 | 1C#2SAPECN | 1C#2SAPECN | 37 | 37 | 40 | 80 | 0 | 30 | 0 | 168 | 0 | 0 | 1 | 1 | 1 | Unknown | Unknown | 0 | Unknown | 0 | 0 | 0 | Unknown | Unknown | 0 | 0 | 0 | 0 | Unknown | Unknown | Unknown | N | N | 0 | Unknown |  | 0 | 0 | 0 | 0 | 0 | 100 | 0 | 0 | 0 |  | * |  |  | 1 | 1 | 1
09098101_09098103 | 0909 | 09098101 | 09098103 | ZN | H100833 TO D116494 | 1C#2SAPECN | 1C#2SAPECN | 37 | 37 | 40 | 80 | 0 | 30 | 0 | 364 | 0 | 0 | 1 | 1 | 1 | Unknown | Unknown | 0 | Unknown | 0 | 0 | 0 | Unknown | Unknown | 0 | 0 | 0 | 0 | Unknown | Unknown | Unknown | N | N | 0 | Unknown |  | 0 | 0 | 0 | 0 | 0 | 100 | 0 | 0 | 0 |  | * |  |  | 1 | 1 | 1
0909812_0909813 | 0909 | 0909812 | 0909813 | XYZN | P113298 TO P113299 | 3-#6_CU_C | 3-#6_CU_C | 37 | 37 | 40 | 80 | 0 | 30 | 0 | 280.5 | 0 | 0 | 1 | 1 | 1 | Unknown | Unknown | 0 | Unknown | 0 | 0 | 0 | Unknown | Unknown | 0 | 0 | 0 | 0 | Unknown | Unknown | Unknown | N | N | 0 | Unknown |  | 0 | 0 | 0 | 0 | 0 | 100 | 0 | 0 | 0 |  | * |  |  | 1 | 1 | 1
0909813_0909814 | 0909 | 0909813 | 0909814 | XYZN | P113299 TO P113300 | 3-#6_CU_C | 3-#6_CU_C | 37 | 37 | 40 | 80 | 0 | 30 | 0 | 245.2 | 0 | 0 | 1 | 1 | 1 | Unknown | Unknown | 0 | Unknown | 0 | 0 | 0 | Unknown | Unknown | 0 | 0 | 0 | 0 | Unknown | Unknown | Unknown | N | N | 0 | Unknown |  | 0 | 0 | 0 | 0 | 0 | 100 | 0 | 0 | 0 |  | * |  |  | 1 | 1 | 1
090981A_09098101 | 0909 | 090981A | 09098101 | ZN | Z12801 TO H100833 | 1C#2SAPECN | 1C#2SAPECN | 37 | 37 | 40 | 80 | 0 | 30 | 0 | 182 | 0 | 0 | 1 | 1 | 1 | Unknown | Unknown | 0 | Unknown | 0 | 0 | 0 | Unknown | Unknown | 0 | 0 | 0 | 0 | Unknown | Unknown | Unknown | N | N | 0 | Unknown |  | 0 | 0 | 0 | 0 | 0 | 100 | 0 | 0 | 0 |  | * |  |  | 1 | 1 | 1
090982_090983 | 0909 | 090982 | 090983 | XYZN | Z12800 TO Z12799 | 3-636_AL_C | 3-636_AL_C | 37 | 37 | 40 | 80 | 0 | 30 | 0 | 436.5 | 0 | 0 | 1 | 1 | 1 | Unknown | Unknown | 0 | Unknown | 0 | 0 | 0 | Unknown | Unknown | 0 | 0 | 0 | 0 | Unknown | Unknown | Unknown | N | N | 0 | Unknown |  | 0 | 0 | 0 | 0 | 0 | 100 | 0 | 0 | 0 |  | * |  |  | 1 | 1 | 1
090982A_09098201 | 0909 | 090982A | 09098201 | ZN | Z12800 TO D123975 | 1C#2SAPECN | 1C#2SAPECN | 37 | 37 | 40 | 80 | 0 | 30 | 0 | 134 | 0 | 0 | 1 | 1 | 1 | Unknown | Unknown | 0 | Unknown | 0 | 0 | 0 | Unknown | Unknown | 0 | 0 | 0 | 0 | Unknown | Unknown | Unknown | N | N | 0 | Unknown |  | 0 | 0 | 0 | 0 | 0 | 100 | 0 | 0 | 0 |  | * |  |  | 1 | 1 | 1
090983_090984 | 0909 | 090983 | 090984 | XYZN | Z12799 TO Z12798 | 3-636_AL_C | 3-636_AL_C | 37 | 37 | 40 | 80 | 0 | 30 | 0 | 336.7 | 0 | 0 | 1 | 1 | 1 | Unknown | Unknown | 0 | Unknown | 0 | 0 | 0 | Unknown | Unknown | 0 | 0 | 0 | 0 | Unknown | Unknown | Unknown | N | N | 0 | Unknown |  | 0 | 0 | 0 | 0 | 0 | 100 | 0 | 0 | 0 |  | * |  |  | 1 | 1 | 1
090984_090985 | 0909 | 090984 | 090985 | XYZN | Z12798 TO Z12797 | 3-636_AL_C | 3-636_AL_C | 37 | 37 | 40 | 80 | 0 | 30 | 0 | 369.9 | 0 | 0 | 1 | 1 | 1 | Unknown | Unknown | 0 | Unknown | 0 | 0 | 0 | Unknown | Unknown | 0 | 0 | 0 | 0 | Unknown | Unknown | Unknown | N | N | 0 | Unknown |  | 0 | 0 | 0 | 0 | 0 | 100 | 0 | 0 | 0 |  | * |  |  | 1 | 1 | 1
090985_090986 | 0909 | 090985 | 090986 | XYZN | Z12797 TO Z817051 | 3-636_AL_C | 3-636_AL_C | 37 | 37 | 40 | 80 | 0 | 30 | 0 | 386.9 | 0 | 0 | 1 | 1 | 1 | Unknown | Unknown | 0 | Unknown | 0 | 0 | 0 | Unknown | Unknown | 0 | 0 | 0 | 0 | Unknown | Unknown | Unknown | N | N | 0 | Unknown |  | 0 | 0 | 0 | 0 | 0 | 100 | 0 | 0 | 0 |  | * |  |  | 1 | 1 | 1
090986_09098601 | 0909 | 090986 | 09098601 | XYZN | Z817051 TO P205935 | 3-#2_AL_B | 3-#2_AL_B | 37 | 37 | 40 | 80 | 0 | 30 | 0 | 355.2 | 0 | 0 | 1 | 1 | 1 | Unknown | Unknown | 0 | Unknown | 0 | 0 | 0 | Unknown | Unknown | 0 | 0 | 0 | 0 | Unknown | Unknown | Unknown | N | N | 0 | Unknown |  | 0 | 0 | 0 | 0 | 0 | 100 | 0 | 0 | 0 |  | * |  |  | 1 | 1 | 1
090986_090987 | 0909 | 090986 | 090987 | XYZN | Z817051 TO Z12796 | 3-636_AL_C | 3-636_AL_C | 37 | 37 | 40 | 80 | 0 | 30 | 0 | 397 | 0 | 0 | 1 | 1 | 1 | Unknown | Unknown | 0 | Unknown | 0 | 0 | 0 | Unknown | Unknown | 0 | 0 | 0 | 0 | Unknown | Unknown | Unknown | N | N | 0 | Unknown |  | 0 | 0 | 0 | 0 | 0 | 100 | 0 | 0 | 0 |  | * |  |  | 1 | 1 | 1
09098601A_09098602 | 0909 | 09098601A | 09098602 | XYZN | P205935 TO D199368 | 1C#2SAPECN | 1C#2SAPECN | 37 | 37 | 40 | 80 | 0 | 30 | 0 | 83 | 0 | 0 | 1 | 1 | 1 | Unknown | Unknown | 0 | Unknown | 0 | 0 | 0 | Unknown | Unknown | 0 | 0 | 0 | 0 | Unknown | Unknown | Unknown | N | N | 0 | Unknown |  | 0 | 0 | 0 | 0 | 0 | 100 | 0 | 0 | 0 |  | * |  |  | 1 | 1 | 1
09098602_09098603 | 0909 | 09098602 | 09098603 | XYZN | D199368 TO D197454 | 1C#2SAPECN | 1C#2SAPECN | 37 | 37 | 40 | 80 | 0 | 30 | 0 | 259 | 0 | 0 | 1 | 1 | 1 | Unknown | Unknown | 0 | Unknown | 0 | 0 | 0 | Unknown | Unknown | 0 | 0 | 0 | 0 | Unknown | Unknown | Unknown | N | N | 0 | Unknown |  | 0 | 0 | 0 | 0 | 0 | 100 | 0 | 0 | 0 |  | * |  |  | 1 | 1 | 1
09098602_09098604 | 0909 | 09098602 | 09098604 | XYZN | D199368 TO D197452 | 1C#2SAPECN | 1C#2SAPECN | 37 | 37 | 40 | 80 | 0 | 30 | 0 | 257 | 0 | 0 | 1 | 1 | 1 | Unknown | Unknown | 0 | Unknown | 0 | 0 | 0 | Unknown | Unknown | 0 | 0 | 0 | 0 | Unknown | Unknown | Unknown | N | N | 0 | Unknown |  | 0 | 0 | 0 | 0 | 0 | 100 | 0 | 0 | 0 |  | * |  |  | 1 | 1 | 1
090987_090988 | 0909 | 090987 | 090988 | XYZN | Z12796 TO Z817050 | 3-636_AL_C | 3-636_AL_C | 37 | 37 | 40 | 80 | 0 | 30 | 0 | 273 | 0 | 0 | 1 | 1 | 1 | Unknown | Unknown | 0 | Unknown | 0 | 0 | 0 | Unknown | Unknown | 0 | 0 | 0 | 0 | Unknown | Unknown | Unknown | N | N | 0 | Unknown |  | 0 | 0 | 0 | 0 | 0 | 100 | 0 | 0 | 0 |  | * |  |  | 1 | 1 | 1
090988_090989 | 0909 | 090988 | 090989 | XYZN | Z817050 TO Z12795 | 3-636_AL_C | 3-636_AL_C | 37 | 37 | 40 | 80 | 0 | 30 | 0 | 314.1 | 0 | 0 | 1 | 1 | 1 | Unknown | Unknown | 0 | Unknown | 0 | 0 | 0 | Unknown | Unknown | 0 | 0 | 0 | 0 | Unknown | Unknown | Unknown | N | N | 0 | Unknown |  | 0 | 0 | 0 | 0 | 0 | 100 | 0 | 0 | 0 |  | * |  |  | 1 | 1 | 1
090989_090990 | 0909 | 090989 | 090990 | XYZN | Z12795 TO Z817049 | 3-636_AL_C | 3-636_AL_C | 37 | 37 | 40 | 80 | 0 | 30 | 0 | 262.4 | 0 | 0 | 1 | 1 | 1 | Unknown | Unknown | 0 | Unknown | 0 | 0 | 0 | Unknown | Unknown | 0 | 0 | 0 | 0 | Unknown | Unknown | Unknown | N | N | 0 | Unknown |  | 0 | 0 | 0 | 0 | 0 | 100 | 0 | 0 | 0 |  | * |  |  | 1 | 1 | 1
09099_090910 | 0909 | 09099 | 090910 | XYZN | Z210656 TO Z817058 | 3-3/0_AL_C | 3-3\0_AL_C | 37 | 37 | 40 | 80 | 0 | 30 | 0 | 347 | 0 | 0 | 1 | 1 | 1 | Unknown | Unknown | 0 | Unknown | 0 | 0 | 0 | Unknown | Unknown | 0 | 0 | 0 | 0 | Unknown | Unknown | Unknown | N | N | 0 | Unknown |  | 0 | 0 | 0 | 0 | 0 | 100 | 0 | 0 | 0 |  | * |  |  | 1 | 1 | 1
090990_090991 | 0909 | 090990 | 090991 | XYZN | Z817049 TO Z12794 | 3-636_AL_C | 3-636_AL_C | 37 | 37 | 40 | 80 | 0 | 30 | 0 | 266.6 | 0 | 0 | 1 | 1 | 1 | Unknown | Unknown | 0 | Unknown | 0 | 0 | 0 | Unknown | Unknown | 0 | 0 | 0 | 0 | Unknown | Unknown | Unknown | N | N | 0 | Unknown |  | 0 | 0 | 0 | 0 | 0 | 100 | 0 | 0 | 0 |  | * |  |  | 1 | 1 | 1
090991_090992 | 0909 | 090991 | 090992 | XYZN | Z12794 TO Z12793 | 3-636_AL_C | 3-636_AL_C | 37 | 37 | 40 | 80 | 0 | 30 | 0 | 447 | 0 | 0 | 1 | 1 | 1 | Unknown | Unknown | 0 | Unknown | 0 | 0 | 0 | Unknown | Unknown | 0 | 0 | 0 | 0 | Unknown | Unknown | Unknown | N | N | 0 | Unknown |  | 0 | 0 | 0 | 0 | 0 | 100 | 0 | 0 | 0 |  | * |  |  | 1 | 1 | 1
090992_090993 | 0909 | 090992 | 090993 | XYZN | Z12793 TO 909-13CW | 3-636_AL_C | 3-636_AL_C | 37 | 37 | 40 | 80 | 0 | 30 | 0 | 324.1 | 0 | 0 | 1 | 1 | 1 | Unknown | Unknown | 0 | Unknown | 0 | 0 | 0 | Unknown | Unknown | 0 | 0 | 0 | 0 | Unknown | Unknown | Unknown | N | N | 0 | Unknown |  | 0 | 0 | 0 | 0 | 0 | 100 | 0 | 0 | 0 |  | * |  |  | 1 | 1 | 1
090993_090994 | 0909 | 090993 | 090994 | XYZN | 909-13CW TO Z12111 | 3-636_AL_C | 3-636_AL_C | 37 | 37 | 40 | 80 | 0 | 30 | 0 | 87.8 | 0 | 0 | 1 | 1 | 1 | Unknown | Unknown | 0 | Unknown | 0 | 0 | 0 | Unknown | Unknown | 0 | 0 | 0 | 0 | Unknown | Unknown | Unknown | N | N | 0 | Unknown |  | 0 | 0 | 0 | 0 | 0 | 100 | 0 | 0 | 0 |  | * |  |  | 1 | 1 | 1
090994_09099401 | 0909 | 090994 | 09099401 | XYZN | Z12111 TO P12110 | 3-394_AL_C | 3-394_AL_C | 37 | 37 | 40 | 80 | 0 | 30 | 0 | 312.3 | 0 | 0 | 1 | 1 | 1 | Unknown | Unknown | 0 | Unknown | 0 | 0 | 0 | Unknown | Unknown | 0 | 0 | 0 | 0 | Unknown | Unknown | Unknown | N | N | 0 | Unknown |  | 0 | 0 | 0 | 0 | 0 | 100 | 0 | 0 | 0 |  | * |  |  | 1 | 1 | 1
090994_090995 | 0909 | 090994 | 090995 | XYZN | Z12111 TO Z12112 | 3-394_AL_C | 3-394_AL_C | 37 | 37 | 40 | 80 | 0 | 30 | 0 | 496 | 0 | 0 | 1 | 1 | 1 | Unknown | Unknown | 0 | Unknown | 0 | 0 | 0 | Unknown | Unknown | 0 | 0 | 0 | 0 | Unknown | Unknown | Unknown | N | N | 0 | Unknown |  | 0 | 0 | 0 | 0 | 0 | 100 | 0 | 0 | 0 |  | * |  |  | 1 | 1 | 1
09099401A_09099402 | 0909 | 09099401A | 09099402 | XYZN | P12110 TO P717790 | 3-#2_AL_C | 3-#2_AL_C | 37 | 37 | 40 | 80 | 0 | 30 | 0 | 154.5 | 0 | 0 | 1 | 1 | 1 | 3-#2_AL_C | 3-#2_AL_C | 0 | Unknown | 0 | 0 | 0 | Unknown | Unknown | 0 | 0 | 0 | 0 | Unknown | Unknown | Unknown | N | N | 0 | Unknown |  | 0 | 0 | 0 | 0 | 0 | 100 | 0 | 0 | 0 |  | * |  |  | 1 | 1 | 1
09099402_09099403 | 0909 | 09099402 | 09099403 | XYZN | P717790 TO P12109 | 3-#2_CU_C | 3-#2_CU_C | 37 | 37 | 40 | 80 | 0 | 30 | 0 | 280.2 | 0 | 0 | 1 | 1 | 1 | Unknown | Unknown | 0 | Unknown | 0 | 0 | 0 | Unknown | Unknown | 0 | 0 | 0 | 0 | Unknown | Unknown | Unknown | N | N | 0 | Unknown |  | 0 | 0 | 0 | 0 | 0 | 100 | 0 | 0 | 0 |  | * |  |  | 1 | 1 | 1
09099403_09099404 | 0909 | 09099403 | 09099404 | XYZN | P12109 TO P815995 | 3-#2_CU_C | 3-#2_CU_C | 37 | 37 | 40 | 80 | 0 | 30 | 0 | 220.1 | 0 | 0 | 1 | 1 | 1 | Unknown | Unknown | 0 | Unknown | 0 | 0 | 0 | Unknown | Unknown | 0 | 0 | 0 | 0 | Unknown | Unknown | Unknown | N | N | 0 | Unknown |  | 0 | 0 | 0 | 0 | 0 | 100 | 0 | 0 | 0 |  | * |  |  | 1 | 1 | 1
09099403_09099487 | 0909 | 09099403 | 09099487 | X ZN | P12109 TO P812302 | 3-#2_AL_B | 3-#2_AL_B | 37 | 37 | 40 | 80 | 0 | 30 | 0 | 101.8 | 0 | 0 | 1 | 1 | 1 | Unknown | Unknown | 0 | Unknown | 0 | 0 | 0 | Unknown | Unknown | 0 | 0 | 0 | 0 | Unknown | Unknown | Unknown | N | N | 0 | Unknown |  | 0 | 0 | 0 | 0 | 0 | 100 | 0 | 0 | 0 |  | * |  |  | 1 | 1 | 1
09099404_09099405 | 0909 | 09099404 | 09099405 | XYZN | P815995 TO P130833 | 3-#2_AL_C | 3-#2_AL_C | 37 | 37 | 40 | 80 | 0 | 30 | 0 | 154.3 | 0 | 0 | 1 | 1 | 1 | Unknown | Unknown | 0 | Unknown | 0 | 0 | 0 | Unknown | Unknown | 0 | 0 | 0 | 0 | Unknown | Unknown | Unknown | N | N | 0 | Unknown |  | 0 | 0 | 0 | 0 | 0 | 100 | 0 | 0 | 0 |  | * |  |  | 1 | 1 | 1
09099404_09099437 | 0909 | 09099404 | 09099437 | XYZN | P815995 TO P12108 | 3-#2_CU_C | 3-#2_CU_C | 37 | 37 | 40 | 80 | 0 | 30 | 0 | 300.1 | 0 | 0 | 1 | 1 | 1 | Unknown | Unknown | 0 | Unknown | 0 | 0 | 0 | Unknown | Unknown | 0 | 0 | 0 | 0 | Unknown | Unknown | Unknown | N | N | 0 | Unknown |  | 0 | 0 | 0 | 0 | 0 | 100 | 0 | 0 | 0 |  | * |  |  | 1 | 1 | 1
09099404_09099485 | 0909 | 09099404 | 09099485 | YZN | P815995 TO P815994 | 3-#2_AL_B | 3-#2_AL_B | 37 | 37 | 40 | 80 | 0 | 30 | 0 | 90.2 | 0 | 0 | 1 | 1 | 1 | Unknown | Unknown | 0 | Unknown | 0 | 0 | 0 | Unknown | Unknown | 0 | 0 | 0 | 0 | Unknown | Unknown | Unknown | N | N | 0 | Unknown |  | 0 | 0 | 0 | 0 | 0 | 100 | 0 | 0 | 0 |  | * |  |  | 1 | 1 | 1
09099405_09099406 | 0909 | 09099405 | 09099406 | XYZN | P130833 TO P817766 | 3-#2_AL_C | 3-#2_AL_C | 37 | 37 | 40 | 80 | 0 | 30 | 0 | 203.4 | 0 | 0 | 1 | 1 | 1 | Unknown | Unknown | 0 | Unknown | 0 | 0 | 0 | Unknown | Unknown | 0 | 0 | 0 | 0 | Unknown | Unknown | Unknown | N | N | 0 | Unknown |  | 0 | 0 | 0 | 0 | 0 | 100 | 0 | 0 | 0 |  | * |  |  | 1 | 1 | 1
09099406_09099407 | 0909 | 09099406 | 09099407 | XYZN | P817766 TO P817767 | 3-#2_AL_C | 3-#2_AL_C | 37 | 37 | 40 | 80 | 0 | 30 | 0 | 400 | 0 | 0 | 1 | 1 | 1 | Unknown | Unknown | 0 | Unknown | 0 | 0 | 0 | Unknown | Unknown | 0 | 0 | 0 | 0 | Unknown | Unknown | Unknown | N | N | 0 | Unknown |  | 0 | 0 | 0 | 0 | 0 | 100 | 0 | 0 | 0 |  | * |  |  | 1 | 1 | 1
09099407_09099408 | 0909 | 09099407 | 09099408 | XYZN | P817767 TO P817768 | 3-#2_AL_C | 3-#2_AL_C | 37 | 37 | 40 | 80 | 0 | 30 | 0 | 370.2 | 0 | 0 | 1 | 1 | 1 | Unknown | Unknown | 0 | Unknown | 0 | 0 | 0 | Unknown | Unknown | 0 | 0 | 0 | 0 | Unknown | Unknown | Unknown | N | N | 0 | Unknown |  | 0 | 0 | 0 | 0 | 0 | 100 | 0 | 0 | 0 |  | * |  |  | 1 | 1 | 1
09099408_09099409 | 0909 | 09099408 | 09099409 | XYZN | P817768 TO P817769 | 3-#2_AL_C | 3-#2_AL_C | 37 | 37 | 40 | 80 | 0 | 30 | 0 | 528.3 | 0 | 0 | 1 | 1 | 1 | Unknown | Unknown | 0 | Unknown | 0 | 0 | 0 | Unknown | Unknown | 0 | 0 | 0 | 0 | Unknown | Unknown | Unknown | N | N | 0 | Unknown |  | 0 | 0 | 0 | 0 | 0 | 100 | 0 | 0 | 0 |  | * |  |  | 1 | 1 | 1
09099409_09099410 | 0909 | 09099409 | 09099410 | XYZN | P817769 TO P817770 | 3-#2_AL_C | 3-#2_AL_C | 37 | 37 | 40 | 80 | 0 | 30 | 0 | 315.2 | 0 | 0 | 1 | 1 | 1 | Unknown | Unknown | 0 | Unknown | 0 | 0 | 0 | Unknown | Unknown | 0 | 0 | 0 | 0 | Unknown | Unknown | Unknown | N | N | 0 | Unknown |  | 0 | 0 | 0 | 0 | 0 | 100 | 0 | 0 | 0 |  | * |  |  | 1 | 1 | 1
09099410_09099411 | 0909 | 09099410 | 09099411 | XYZN | P817770 TO P817771 | 3-#2_AL_C | 3-#2_AL_C | 37 | 37 | 40 | 80 | 0 | 30 | 0 | 437.1 | 0 | 0 | 1 | 1 | 1 | Unknown | Unknown | 0 | Unknown | 0 | 0 | 0 | Unknown | Unknown | 0 | 0 | 0 | 0 | Unknown | Unknown | Unknown | N | N | 0 | Unknown |  | 0 | 0 | 0 | 0 | 0 | 100 | 0 | 0 | 0 |  | * |  |  | 1 | 1 | 1
09099410_09099436 | 0909 | 09099410 | 09099436 | XYZN | P817770 TO P236545 | 3-#2_AL_C | 3-#2_AL_C | 37 | 37 | 40 | 80 | 0 | 30 | 0 | 282 | 0 | 0 | 1 | 1 | 1 | Unknown | Unknown | 0 | Unknown | 0 | 0 | 0 | Unknown | Unknown | 0 | 0 | 0 | 0 | Unknown | Unknown | Unknown | N | N | 0 | Unknown |  | 0 | 0 | 0 | 0 | 0 | 100 | 0 | 0 | 0 |  | * |  |  | 1 | 1 | 1
09099411_09099412 | 0909 | 09099411 | 09099412 | XYZN | P817771 TO P222436 | 3-#2_AL_C | 3-#2_AL_C | 37 | 37 | 40 | 80 | 0 | 30 | 0 | 148.1 | 0 | 0 | 1 | 1 | 1 | Unknown | Unknown | 0 | Unknown | 0 | 0 | 0 | Unknown | Unknown | 0 | 0 | 0 | 0 | Unknown | Unknown | Unknown | N | N | 0 | Unknown |  | 0 | 0 | 0 | 0 | 0 | 100 | 0 | 0 | 0 |  | * |  |  | 1 | 1 | 1
09099412_09099413 | 0909 | 09099412 | 09099413 | XYZN | P222436 TO P222437 | 3-#2_AL_C | 3-#2_AL_C | 37 | 37 | 40 | 80 | 0 | 30 | 0 | 121 | 0 | 0 | 1 | 1 | 1 | Unknown | Unknown | 0 | Unknown | 0 | 0 | 0 | Unknown | Unknown | 0 | 0 | 0 | 0 | Unknown | Unknown | Unknown | N | N | 0 | Unknown |  | 0 | 0 | 0 | 0 | 0 | 100 | 0 | 0 | 0 |  | * |  |  | 1 | 1 | 1
09099413_09099414 | 0909 | 09099413 | 09099414 | XYZN | P222437 TO P811629 | 3-#2_AL_C | 3-#2_AL_C | 37 | 37 | 40 | 80 | 0 | 30 | 0 | 138.3 | 0 | 0 | 1 | 1 | 1 | Unknown | Unknown | 0 | Unknown | 0 | 0 | 0 | Unknown | Unknown | 0 | 0 | 0 | 0 | Unknown | Unknown | Unknown | N | N | 0 | Unknown |  | 0 | 0 | 0 | 0 | 0 | 100 | 0 | 0 | 0 |  | * |  |  | 1 | 1 | 1
09099414_09099415 | 0909 | 09099414 | 09099415 | XYZN | P811629 TO P811628 | 3-#2_AL_C | 3-#2_AL_C | 37 | 37 | 40 | 80 | 0 | 30 | 0 | 303.1 | 0 | 0 | 1 | 1 | 1 | Unknown | Unknown | 0 | Unknown | 0 | 0 | 0 | Unknown | Unknown | 0 | 0 | 0 | 0 | Unknown | Unknown | Unknown | N | N | 0 | Unknown |  | 0 | 0 | 0 | 0 | 0 | 100 | 0 | 0 | 0 |  | * |  |  | 1 | 1 | 1
09099415_09099416 | 0909 | 09099415 | 09099416 | XYZN | P811628 TO P811099 | 3-#2_AL_C | 3-#2_AL_C | 37 | 37 | 40 | 80 | 0 | 30 | 0 | 350 | 0 | 0 | 1 | 1 | 1 | Unknown | Unknown | 0 | Unknown | 0 | 0 | 0 | Unknown | Unknown | 0 | 0 | 0 | 0 | Unknown | Unknown | Unknown | N | N | 0 | Unknown |  | 0 | 0 | 0 | 0 | 0 | 100 | 0 | 0 | 0 |  | * |  |  | 1 | 1 | 1
09099416_09099417 | 0909 | 09099416 | 09099417 | XYZN | P811099 TO P811098 | 3-#2_AL_C | 3-#2_AL_C | 37 | 37 | 40 | 80 | 0 | 30 | 0 | 305.6 | 0 | 0 | 1 | 1 | 1 | Unknown | Unknown | 0 | Unknown | 0 | 0 | 0 | Unknown | Unknown | 0 | 0 | 0 | 0 | Unknown | Unknown | Unknown | N | N | 0 | Unknown |  | 0 | 0 | 0 | 0 | 0 | 100 | 0 | 0 | 0 |  | * |  |  | 1 | 1 | 1
09099417_09099418 | 0909 | 09099417 | 09099418 | XYZN | P811098 TO P811097 | 3-#2_AL_C | 3-#2_AL_C | 37 | 37 | 40 | 80 | 0 | 30 | 0 | 297.2 | 0 | 0 | 1 | 1 | 1 | Unknown | Unknown | 0 | Unknown | 0 | 0 | 0 | Unknown | Unknown | 0 | 0 | 0 | 0 | Unknown | Unknown | Unknown | N | N | 0 | Unknown |  | 0 | 0 | 0 | 0 | 0 | 100 | 0 | 0 | 0 |  | * |  |  | 1 | 1 | 1
09099418_09099419 | 0909 | 09099418 | 09099419 | XYZN | P811097 TO P811096 | 3-#2_AL_C | 3-#2_AL_C | 37 | 37 | 40 | 80 | 0 | 30 | 0 | 300.2 | 0 | 0 | 1 | 1 | 1 | Unknown | Unknown | 0 | Unknown | 0 | 0 | 0 | Unknown | Unknown | 0 | 0 | 0 | 0 | Unknown | Unknown | Unknown | N | N | 0 | Unknown |  | 0 | 0 | 0 | 0 | 0 | 100 | 0 | 0 | 0 |  | * |  |  | 1 | 1 | 1
09099419_09099420 | 0909 | 09099419 | 09099420 | XYZN | P811096 TO P811095 | 3-#2_AL_C | 3-#2_AL_C | 37 | 37 | 40 | 80 | 0 | 30 | 0 | 250.4 | 0 | 0 | 1 | 1 | 1 | Unknown | Unknown | 0 | Unknown | 0 | 0 | 0 | Unknown | Unknown | 0 | 0 | 0 | 0 | Unknown | Unknown | Unknown | N | N | 0 | Unknown |  | 0 | 0 | 0 | 0 | 0 | 100 | 0 | 0 | 0 |  | * |  |  | 1 | 1 | 1
09099420_09099421 | 0909 | 09099420 | 09099421 | XYZN | P811095 TO P811094 | 3-#2_AL_C | 3-#2_AL_C | 37 | 37 | 40 | 80 | 0 | 30 | 0 | 353 | 0 | 0 | 1 | 1 | 1 | Unknown | Unknown | 0 | Unknown | 0 | 0 | 0 | Unknown | Unknown | 0 | 0 | 0 | 0 | Unknown | Unknown | Unknown | N | N | 0 | Unknown |  | 0 | 0 | 0 | 0 | 0 | 100 | 0 | 0 | 0 |  | * |  |  | 1 | 1 | 1
09099421_09099422 | 0909 | 09099421 | 09099422 | XYZN | P811094 TO P811093 | 3-#2_AL_C | 3-#2_AL_C | 37 | 37 | 40 | 80 | 0 | 30 | 0 | 235.9 | 0 | 0 | 1 | 1 | 1 | Unknown | Unknown | 0 | Unknown | 0 | 0 | 0 | Unknown | Unknown | 0 | 0 | 0 | 0 | Unknown | Unknown | Unknown | N | N | 0 | Unknown |  | 0 | 0 | 0 | 0 | 0 | 100 | 0 | 0 | 0 |  | * |  |  | 1 | 1 | 1
09099422_09099423 | 0909 | 09099422 | 09099423 | XYZN | P811093 TO P811092 | 3-#2_AL_C | 3-#2_AL_C | 37 | 37 | 40 | 80 | 0 | 30 | 0 | 411 | 0 | 0 | 1 | 1 | 1 | Unknown | Unknown | 0 | Unknown | 0 | 0 | 0 | Unknown | Unknown | 0 | 0 | 0 | 0 | Unknown | Unknown | Unknown | N | N | 0 | Unknown |  | 0 | 0 | 0 | 0 | 0 | 100 | 0 | 0 | 0 |  | * |  |  | 1 | 1 | 1
09099423_09099424 | 0909 | 09099423 | 09099424 | XYZN | P811092 TO P811091 | 3-#2_AL_C | 3-#2_AL_C | 37 | 37 | 40 | 80 | 0 | 30 | 0 | 435.8 | 0 | 0 | 1 | 1 | 1 | Unknown | Unknown | 0 | Unknown | 0 | 0 | 0 | Unknown | Unknown | 0 | 0 | 0 | 0 | Unknown | Unknown | Unknown | N | N | 0 | Unknown |  | 0 | 0 | 0 | 0 | 0 | 100 | 0 | 0 | 0 |  | * |  |  | 1 | 1 | 1
09099424_09099425 | 0909 | 09099424 | 09099425 | XYZN | P811091 TO P811090 | 3-#2_AL_C | 3-#2_AL_C | 37 | 37 | 40 | 80 | 0 | 30 | 0 | 273.2 | 0 | 0 | 1 | 1 | 1 | Unknown | Unknown | 0 | Unknown | 0 | 0 | 0 | Unknown | Unknown | 0 | 0 | 0 | 0 | Unknown | Unknown | Unknown | N | N | 0 | Unknown |  | 0 | 0 | 0 | 0 | 0 | 100 | 0 | 0 | 0 |  | * |  |  | 1 | 1 | 1
09099425_09099426 | 0909 | 09099425 | 09099426 | XYZN | P811090 TO P319404 | 3-#2_AL_C | 3-#2_AL_C | 37 | 37 | 40 | 80 | 0 | 30 | 0 | 282.1 | 0 | 0 | 1 | 1 | 1 | Unknown | Unknown | 0 | Unknown | 0 | 0 | 0 | Unknown | Unknown | 0 | 0 | 0 | 0 | Unknown | Unknown | Unknown | N | N | 0 | Unknown |  | 0 | 0 | 0 | 0 | 0 | 100 | 0 | 0 | 0 |  | * |  |  | 1 | 1 | 1
09099426_09099427 | 0909 | 09099426 | 09099427 | XYZN | P319404 TO P319405 | 3-#4_CU_C | 3-#4_CU_C | 37 | 37 | 40 | 80 | 0 | 30 | 0 | 188.7 | 0 | 0 | 1 | 1 | 1 | Unknown | Unknown | 0 | Unknown | 0 | 0 | 0 | Unknown | Unknown | 0 | 0 | 0 | 0 | Unknown | Unknown | Unknown | N | N | 0 | Unknown |  | 0 | 0 | 0 | 0 | 0 | 100 | 0 | 0 | 0 |  | * |  |  | 1 | 1 | 1
09099427_09099428 | 0909 | 09099427 | 09099428 | XYZN | P319405 TO P319406 | 3-#4_CU_C | 3-#4_CU_C | 37 | 37 | 40 | 80 | 0 | 30 | 0 | 221.4 | 0 | 0 | 1 | 1 | 1 | Unknown | Unknown | 0 | Unknown | 0 | 0 | 0 | Unknown | Unknown | 0 | 0 | 0 | 0 | Unknown | Unknown | Unknown | N | N | 0 | Unknown |  | 0 | 0 | 0 | 0 | 0 | 100 | 0 | 0 | 0 |  | * |  |  | 1 | 1 | 1
09099428_09099429 | 0909 | 09099428 | 09099429 | XYZN | P319406 TO P319407 | 3-#4_CU_C | 3-#4_CU_C | 37 | 37 | 40 | 80 | 0 | 30 | 0 | 389 | 0 | 0 | 1 | 1 | 1 | Unknown | Unknown | 0 | Unknown | 0 | 0 | 0 | Unknown | Unknown | 0 | 0 | 0 | 0 | Unknown | Unknown | Unknown | N | N | 0 | Unknown |  | 0 | 0 | 0 | 0 | 0 | 100 | 0 | 0 | 0 |  | * |  |  | 1 | 1 | 1
09099429_09099430 | 0909 | 09099429 | 09099430 | XYZN | P319407 TO P319408 | 3-#4_CU_C | 3-#4_CU_C | 37 | 37 | 40 | 80 | 0 | 30 | 0 | 139.6 | 0 | 0 | 1 | 1 | 1 | Unknown | Unknown | 0 | Unknown | 0 | 0 | 0 | Unknown | Unknown | 0 | 0 | 0 | 0 | Unknown | Unknown | Unknown | N | N | 0 | Unknown |  | 0 | 0 | 0 | 0 | 0 | 100 | 0 | 0 | 0 |  | * |  |  | 1 | 1 | 1
09099430_09099431 | 0909 | 09099430 | 09099431 | XYZN | P319408 TO P813522 | 3-#2_AL_C | 3-#2_AL_C | 37 | 37 | 40 | 80 | 0 | 30 | 0 | 492.6 | 0 | 0 | 1 | 1 | 1 | Unknown | Unknown | 0 | Unknown | 0 | 0 | 0 | Unknown | Unknown | 0 | 0 | 0 | 0 | Unknown | Unknown | Unknown | N | N | 0 | Unknown |  | 0 | 0 | 0 | 0 | 0 | 100 | 0 | 0 | 0 |  | * |  |  | 1 | 1 | 1
09099431_09099432 | 0909 | 09099431 | 09099432 | XYZN | P813522 TO P160144 | 3-#2_AL_C | 3-#2_AL_C | 37 | 37 | 40 | 80 | 0 | 30 | 0 | 96.9 | 0 | 0 | 1 | 1 | 1 | Unknown | Unknown | 0 | Unknown | 0 | 0 | 0 | Unknown | Unknown | 0 | 0 | 0 | 0 | Unknown | Unknown | Unknown | N | N | 0 | Unknown |  | 0 | 0 | 0 | 0 | 0 | 100 | 0 | 0 | 0 |  | * |  |  | 1 | 1 | 1
09099432_09099433 | 0909 | 09099432 | 09099433 | XYZN | P160144 TO P160145 | 3-#2_AL_C | 3-#2_AL_C | 37 | 37 | 40 | 80 | 0 | 30 | 0 | 298.5 | 0 | 0 | 1 | 1 | 1 | Unknown | Unknown | 0 | Unknown | 0 | 0 | 0 | Unknown | Unknown | 0 | 0 | 0 | 0 | Unknown | Unknown | Unknown | N | N | 0 | Unknown |  | 0 | 0 | 0 | 0 | 0 | 100 | 0 | 0 | 0 |  | * |  |  | 1 | 1 | 1
09099433_09099434 | 0909 | 09099433 | 09099434 | XYZN | P160145 TO P160146 | 3-#2_AL_C | 3-#2_AL_C | 37 | 37 | 40 | 80 | 0 | 30 | 0 | 227.7 | 0 | 0 | 1 | 1 | 1 | Unknown | Unknown | 0 | Unknown | 0 | 0 | 0 | Unknown | Unknown | 0 | 0 | 0 | 0 | Unknown | Unknown | Unknown | N | N | 0 | Unknown |  | 0 | 0 | 0 | 0 | 0 | 100 | 0 | 0 | 0 |  | * |  |  | 1 | 1 | 1
09099434_09099435 | 0909 | 09099434 | 09099435 | XYZN | P160146 TO P319411 | 3-#2_AL_C | 3-#2_AL_C | 37 | 37 | 40 | 80 | 0 | 30 | 0 | 155.2 | 0 | 0 | 1 | 1 | 1 | Unknown | Unknown | 0 | Unknown | 0 | 0 | 0 | Unknown | Unknown | 0 | 0 | 0 | 0 | Unknown | Unknown | Unknown | N | N | 0 | Unknown |  | 0 | 0 | 0 | 0 | 0 | 100 | 0 | 0 | 0 |  | * |  |  | 1 | 1 | 1
09099437_09099438 | 0909 | 09099437 | 09099438 | XYZN | P12108 TO P12107 | 3-#2_CU_C | 3-#2_CU_C | 37 | 37 | 40 | 80 | 0 | 30 | 0 | 341.4 | 0 | 0 | 1 | 1 | 1 | Unknown | Unknown | 0 | Unknown | 0 | 0 | 0 | Unknown | Unknown | 0 | 0 | 0 | 0 | Unknown | Unknown | Unknown | N | N | 0 | Unknown |  | 0 | 0 | 0 | 0 | 0 | 100 | 0 | 0 | 0 |  | * |  |  | 1 | 1 | 1
09099438_09099439 | 0909 | 09099438 | 09099439 | XYZN | P12107 TO P12106 | 3-#2_CU_C | 3-#2_CU_C | 37 | 37 | 40 | 80 | 0 | 30 | 0 | 269.5 | 0 | 0 | 1 | 1 | 1 | Unknown | Unknown | 0 | Unknown | 0 | 0 | 0 | Unknown | Unknown | 0 | 0 | 0 | 0 | Unknown | Unknown | Unknown | N | N | 0 | Unknown |  | 0 | 0 | 0 | 0 | 0 | 100 | 0 | 0 | 0 |  | * |  |  | 1 | 1 | 1
09099439_09099440 | 0909 | 09099439 | 09099440 | XYZN | P12106 TO P12105 | 3-#2_CU_C | 3-#2_CU_C | 37 | 37 | 40 | 80 | 0 | 30 | 0 | 100.6 | 0 | 0 | 1 | 1 | 1 | Unknown | Unknown | 0 | Unknown | 0 | 0 | 0 | Unknown | Unknown | 0 | 0 | 0 | 0 | Unknown | Unknown | Unknown | N | N | 0 | Unknown |  | 0 | 0 | 0 | 0 | 0 | 100 | 0 | 0 | 0 |  | * |  |  | 1 | 1 | 1
09099440_09099441 | 0909 | 09099440 | 09099441 | XYZN | P12105 TO P12104 | 3-#2_CU_C | 3-#2_CU_C | 37 | 37 | 40 | 80 | 0 | 30 | 0 | 347.4 | 0 | 0 | 1 | 1 | 1 | Unknown | Unknown | 0 | Unknown | 0 | 0 | 0 | Unknown | Unknown | 0 | 0 | 0 | 0 | Unknown | Unknown | Unknown | N | N | 0 | Unknown |  | 0 | 0 | 0 | 0 | 0 | 100 | 0 | 0 | 0 |  | * |  |  | 1 | 1 | 1
09099441_09099442 | 0909 | 09099441 | 09099442 | XY N | P12104 TO P614100 | 3-#2_AL_B | 3-#2_AL_B | 37 | 37 | 40 | 80 | 0 | 30 | 0 | 299.7 | 0 | 0 | 1 | 1 | 1 | Unknown | Unknown | 0 | Unknown | 0 | 0 | 0 | Unknown | Unknown | 0 | 0 | 0 | 0 | Unknown | Unknown | Unknown | N | N | 0 | Unknown |  | 0 | 0 | 0 | 0 | 0 | 100 | 0 | 0 | 0 |  | * |  |  | 1 | 1 | 1
09099441_09099476 | 0909 | 09099441 | 09099476 | XYZN | P12104 TO P615801 | 3-#2_CU_C | 3-#2_CU_C | 37 | 37 | 40 | 80 | 0 | 30 | 0 | 691.7 | 0 | 0 | 1 | 1 | 1 | Unknown | Unknown | 0 | Unknown | 0 | 0 | 0 | Unknown | Unknown | 0 | 0 | 0 | 0 | Unknown | Unknown | Unknown | N | N | 0 | Unknown |  | 0 | 0 | 0 | 0 | 0 | 100 | 0 | 0 | 0 |  | * |  |  | 1 | 1 | 1
09099442_09099443 | 0909 | 09099442 | 09099443 | XY N | P614100 TO P614101 | 3-#2_AL_B | 3-#2_AL_B | 37 | 37 | 40 | 80 | 0 | 30 | 0 | 300.2 | 0 | 0 | 1 | 1 | 1 | Unknown | Unknown | 0 | Unknown | 0 | 0 | 0 | Unknown | Unknown | 0 | 0 | 0 | 0 | Unknown | Unknown | Unknown | N | N | 0 | Unknown |  | 0 | 0 | 0 | 0 | 0 | 100 | 0 | 0 | 0 |  | * |  |  | 1 | 1 | 1
09099443_09099444 | 0909 | 09099443 | 09099444 | XY N | P614101 TO P614102 | 3-#2_AL_B | 3-#2_AL_B | 37 | 37 | 40 | 80 | 0 | 30 | 0 | 301.1 | 0 | 0 | 1 | 1 | 1 | Unknown | Unknown | 0 | Unknown | 0 | 0 | 0 | Unknown | Unknown | 0 | 0 | 0 | 0 | Unknown | Unknown | Unknown | N | N | 0 | Unknown |  | 0 | 0 | 0 | 0 | 0 | 100 | 0 | 0 | 0 |  | * |  |  | 1 | 1 | 1
09099444_09099445 | 0909 | 09099444 | 09099445 | XY N | P614102 TO P614103 | 3-#2_AL_B | 3-#2_AL_B | 37 | 37 | 40 | 80 | 0 | 30 | 0 | 302.9 | 0 | 0 | 1 | 1 | 1 | Unknown | Unknown | 0 | Unknown | 0 | 0 | 0 | Unknown | Unknown | 0 | 0 | 0 | 0 | Unknown | Unknown | Unknown | N | N | 0 | Unknown |  | 0 | 0 | 0 | 0 | 0 | 100 | 0 | 0 | 0 |  | * |  |  | 1 | 1 | 1
09099445_09099446 | 0909 | 09099445 | 09099446 | XY N | P614103 TO P614104 | 3-#2_AL_B | 3-#2_AL_B | 37 | 37 | 40 | 80 | 0 | 30 | 0 | 304.6 | 0 | 0 | 1 | 1 | 1 | Unknown | Unknown | 0 | Unknown | 0 | 0 | 0 | Unknown | Unknown | 0 | 0 | 0 | 0 | Unknown | Unknown | Unknown | N | N | 0 | Unknown |  | 0 | 0 | 0 | 0 | 0 | 100 | 0 | 0 | 0 |  | * |  |  | 1 | 1 | 1
09099446_09099447 | 0909 | 09099446 | 09099447 | XY N | P614104 TO P717694 | 3-#2_AL_B | 3-#2_AL_B | 37 | 37 | 40 | 80 | 0 | 30 | 0 | 205.9 | 0 | 0 | 1 | 1 | 1 | Unknown | Unknown | 0 | Unknown | 0 | 0 | 0 | Unknown | Unknown | 0 | 0 | 0 | 0 | Unknown | Unknown | Unknown | N | N | 0 | Unknown |  | 0 | 0 | 0 | 0 | 0 | 100 | 0 | 0 | 0 |  | * |  |  | 1 | 1 | 1
09099447_09099448 | 0909 | 09099447 | 09099448 | XY N | P717694 TO P614105 | 3-#2_AL_B | 3-#2_AL_B | 37 | 37 | 40 | 80 | 0 | 30 | 0 | 205.9 | 0 | 0 | 1 | 1 | 1 | Unknown | Unknown | 0 | Unknown | 0 | 0 | 0 | Unknown | Unknown | 0 | 0 | 0 | 0 | Unknown | Unknown | Unknown | N | N | 0 | Unknown |  | 0 | 0 | 0 | 0 | 0 | 100 | 0 | 0 | 0 |  | * |  |  | 1 | 1 | 1
09099448_09099449 | 0909 | 09099448 | 09099449 | XY N | P614105 TO P614106 | 3-#2_AL_B | 3-#2_AL_B | 37 | 37 | 40 | 80 | 0 | 30 | 0 | 451.7 | 0 | 0 | 1 | 1 | 1 | Unknown | Unknown | 0 | Unknown | 0 | 0 | 0 | Unknown | Unknown | 0 | 0 | 0 | 0 | Unknown | Unknown | Unknown | N | N | 0 | Unknown |  | 0 | 0 | 0 | 0 | 0 | 100 | 0 | 0 | 0 |  | * |  |  | 1 | 1 | 1
09099448_09099450 | 0909 | 09099448 | 09099450 | XY N | P614105 TO P614107 | 3-#2_AL_B | 3-#2_AL_B | 37 | 37 | 40 | 80 | 0 | 30 | 0 | 207.1 | 0 | 0 | 1 | 1 | 1 | Unknown | Unknown | 0 | Unknown | 0 | 0 | 0 | Unknown | Unknown | 0 | 0 | 0 | 0 | Unknown | Unknown | Unknown | N | N | 0 | Unknown |  | 0 | 0 | 0 | 0 | 0 | 100 | 0 | 0 | 0 |  | * |  |  | 1 | 1 | 1
09099450_09099451 | 0909 | 09099450 | 09099451 | XY N | P614107 TO P614108 | 3-#2_AL_B | 3-#2_AL_B | 37 | 37 | 40 | 80 | 0 | 30 | 0 | 298 | 0 | 0 | 1 | 1 | 1 | Unknown | Unknown | 0 | Unknown | 0 | 0 | 0 | Unknown | Unknown | 0 | 0 | 0 | 0 | Unknown | Unknown | Unknown | N | N | 0 | Unknown |  | 0 | 0 | 0 | 0 | 0 | 100 | 0 | 0 | 0 |  | * |  |  | 1 | 1 | 1
09099451_09099452 | 0909 | 09099451 | 09099452 | XY N | P614108 TO P614109 | 3-#2_AL_B | 3-#2_AL_B | 37 | 37 | 40 | 80 | 0 | 30 | 0 | 181.7 | 0 | 0 | 1 | 1 | 1 | Unknown | Unknown | 0 | Unknown | 0 | 0 | 0 | Unknown | Unknown | 0 | 0 | 0 | 0 | Unknown | Unknown | Unknown | N | N | 0 | Unknown |  | 0 | 0 | 0 | 0 | 0 | 100 | 0 | 0 | 0 |  | * |  |  | 1 | 1 | 1
09099452_09099453 | 0909 | 09099452 | 09099453 | XY N | P614109 TO P619462 | 3-#2_AL_B | 3-#2_AL_B | 37 | 37 | 40 | 80 | 0 | 30 | 0 | 252.7 | 0 | 0 | 1 | 1 | 1 | Unknown | Unknown | 0 | Unknown | 0 | 0 | 0 | Unknown | Unknown | 0 | 0 | 0 | 0 | Unknown | Unknown | Unknown | N | N | 0 | Unknown |  | 0 | 0 | 0 | 0 | 0 | 100 | 0 | 0 | 0 |  | * |  |  | 1 | 1 | 1
09099453_09099454 | 0909 | 09099453 | 09099454 | XY N | P619462 TO P222796 | 3-#2_AL_C | 3-#2_AL_C | 37 | 37 | 40 | 80 | 0 | 30 | 0 | 228.2 | 0 | 0 | 1 | 1 | 1 | Unknown | Unknown | 0 | Unknown | 0 | 0 | 0 | Unknown | Unknown | 0 | 0 | 0 | 0 | Unknown | Unknown | Unknown | N | N | 0 | Unknown |  | 0 | 0 | 0 | 0 | 0 | 100 | 0 | 0 | 0 |  | * |  |  | 1 | 1 | 1
09099453_09099455 | 0909 | 09099453 | 09099455 | XY N | P619462 TO P619463 | 3-#2_AL_B | 3-#2_AL_B | 37 | 37 | 40 | 80 | 0 | 30 | 0 | 302.5 | 0 | 0 | 1 | 1 | 1 | Unknown | Unknown | 0 | Unknown | 0 | 0 | 0 | Unknown | Unknown | 0 | 0 | 0 | 0 | Unknown | Unknown | Unknown | N | N | 0 | Unknown |  | 0 | 0 | 0 | 0 | 0 | 100 | 0 | 0 | 0 |  | * |  |  | 1 | 1 | 1
09099455_09099456 | 0909 | 09099455 | 09099456 | XY N | P619463 TO P619571 | 3-#2_AL_B | 3-#2_AL_B | 37 | 37 | 40 | 80 | 0 | 30 | 0 | 206.9 | 0 | 0 | 1 | 1 | 1 | Unknown | Unknown | 0 | Unknown | 0 | 0 | 0 | Unknown | Unknown | 0 | 0 | 0 | 0 | Unknown | Unknown | Unknown | N | N | 0 | Unknown |  | 0 | 0 | 0 | 0 | 0 | 100 | 0 | 0 | 0 |  | * |  |  | 1 | 1 | 1
09099456_09099457 | 0909 | 09099456 | 09099457 | XY N | P619571 TO P160858 | 3-#2_AL_B | 3-#2_AL_B | 37 | 37 | 40 | 80 | 0 | 30 | 0 | 100 | 0 | 0 | 1 | 1 | 1 | Unknown | Unknown | 0 | Unknown | 0 | 0 | 0 | Unknown | Unknown | 0 | 0 | 0 | 0 | Unknown | Unknown | Unknown | N | N | 0 | Unknown |  | 0 | 0 | 0 | 0 | 0 | 100 | 0 | 0 | 0 |  | * |  |  | 1 | 1 | 1
09099456_09099459 | 0909 | 09099456 | 09099459 | XY N | P619571 TO P710562 | 3-#2_AL_B | 3-#2_AL_B | 37 | 37 | 40 | 80 | 0 | 30 | 0 | 198.7 | 0 | 0 | 1 | 1 | 1 | Unknown | Unknown | 0 | Unknown | 0 | 0 | 0 | Unknown | Unknown | 0 | 0 | 0 | 0 | Unknown | Unknown | Unknown | N | N | 0 | Unknown |  | 0 | 0 | 0 | 0 | 0 | 100 | 0 | 0 | 0 |  | * |  |  | 1 | 1 | 1
09099456_09099466 | 0909 | 09099456 | 09099466 | XY N | P619571 TO P619572 | 3-#2_AL_B | 3-#2_AL_B | 37 | 37 | 40 | 80 | 0 | 30 | 0 | 200.6 | 0 | 0 | 1 | 1 | 1 | Unknown | Unknown | 0 | Unknown | 0 | 0 | 0 | Unknown | Unknown | 0 | 0 | 0 | 0 | Unknown | Unknown | Unknown | N | N | 0 | Unknown |  | 0 | 0 | 0 | 0 | 0 | 100 | 0 | 0 | 0 |  | * |  |  | 1 | 1 | 1
09099457_09099458 | 0909 | 09099457 | 09099458 | XY N | P160858 TO P160859 | 3-#2_AL_B | 3-#2_AL_B | 37 | 37 | 40 | 80 | 0 | 30 | 0 | 403 | 0 | 0 | 1 | 1 | 1 | Unknown | Unknown | 0 | Unknown | 0 | 0 | 0 | Unknown | Unknown | 0 | 0 | 0 | 0 | Unknown | Unknown | Unknown | N | N | 0 | Unknown |  | 0 | 0 | 0 | 0 | 0 | 100 | 0 | 0 | 0 |  | * |  |  | 1 | 1 | 1
09099459_09099460 | 0909 | 09099459 | 09099460 | XY N | P710562 TO P710563 | 3-#2_AL_B | 3-#2_AL_B | 37 | 37 | 40 | 80 | 0 | 30 | 0 | 295.1 | 0 | 0 | 1 | 1 | 1 | Unknown | Unknown | 0 | Unknown | 0 | 0 | 0 | Unknown | Unknown | 0 | 0 | 0 | 0 | Unknown | Unknown | Unknown | N | N | 0 | Unknown |  | 0 | 0 | 0 | 0 | 0 | 100 | 0 | 0 | 0 |  | * |  |  | 1 | 1 | 1
09099460_09099461 | 0909 | 09099460 | 09099461 | XY N | P710563 TO P710564 | 3-#2_AL_B | 3-#2_AL_B | 37 | 37 | 40 | 80 | 0 | 30 | 0 | 301.8 | 0 | 0 | 1 | 1 | 1 | Unknown | Unknown | 0 | Unknown | 0 | 0 | 0 | Unknown | Unknown | 0 | 0 | 0 | 0 | Unknown | Unknown | Unknown | N | N | 0 | Unknown |  | 0 | 0 | 0 | 0 | 0 | 100 | 0 | 0 | 0 |  | * |  |  | 1 | 1 | 1
09099461_09099462 | 0909 | 09099461 | 09099462 | XY N | P710564 TO P812981 | 3-#2_AL_B | 3-#2_AL_B | 37 | 37 | 40 | 80 | 0 | 30 | 0 | 283.9 | 0 | 0 | 1 | 1 | 1 | Unknown | Unknown | 0 | Unknown | 0 | 0 | 0 | Unknown | Unknown | 0 | 0 | 0 | 0 | Unknown | Unknown | Unknown | N | N | 0 | Unknown |  | 0 | 0 | 0 | 0 | 0 | 100 | 0 | 0 | 0 |  | * |  |  | 1 | 1 | 1
09099461_09099463 | 0909 | 09099461 | 09099463 | XY N | P710564 TO P714529 | 3-#2_AL_B | 3-#2_AL_B | 37 | 37 | 40 | 80 | 0 | 30 | 0 | 84 | 0 | 0 | 1 | 1 | 1 | Unknown | Unknown | 0 | Unknown | 0 | 0 | 0 | Unknown | Unknown | 0 | 0 | 0 | 0 | Unknown | Unknown | Unknown | N | N | 0 | Unknown |  | 0 | 0 | 0 | 0 | 0 | 100 | 0 | 0 | 0 |  | * |  |  | 1 | 1 | 1
09099463_09099464 | 0909 | 09099463 | 09099464 | XY N | P714529 TO P714530 | 3-#2_AL_B | 3-#2_AL_B | 37 | 37 | 40 | 80 | 0 | 30 | 0 | 207 | 0 | 0 | 1 | 1 | 1 | Unknown | Unknown | 0 | Unknown | 0 | 0 | 0 | Unknown | Unknown | 0 | 0 | 0 | 0 | Unknown | Unknown | Unknown | N | N | 0 | Unknown |  | 0 | 0 | 0 | 0 | 0 | 100 | 0 | 0 | 0 |  | * |  |  | 1 | 1 | 1
09099464_09099465 | 0909 | 09099464 | 09099465 | XY N | P714530 TO P714531 | 3-#2_AL_B | 3-#2_AL_B | 37 | 37 | 40 | 80 | 0 | 30 | 0 | 192 | 0 | 0 | 1 | 1 | 1 | Unknown | Unknown | 0 | Unknown | 0 | 0 | 0 | Unknown | Unknown | 0 | 0 | 0 | 0 | Unknown | Unknown | Unknown | N | N | 0 | Unknown |  | 0 | 0 | 0 | 0 | 0 | 100 | 0 | 0 | 0 |  | * |  |  | 1 | 1 | 1
09099466_09099467 | 0909 | 09099466 | 09099467 | XY N | P619572 TO P619573 | 3-#2_AL_B | 3-#2_AL_B | 37 | 37 | 40 | 80 | 0 | 30 | 0 | 204.7 | 0 | 0 | 1 | 1 | 1 | Unknown | Unknown | 0 | Unknown | 0 | 0 | 0 | Unknown | Unknown | 0 | 0 | 0 | 0 | Unknown | Unknown | Unknown | N | N | 0 | Unknown |  | 0 | 0 | 0 | 0 | 0 | 100 | 0 | 0 | 0 |  | * |  |  | 1 | 1 | 1
09099467_09099468 | 0909 | 09099467 | 09099468 | XY N | P619573 TO P712925 | 3-#2_AL_B | 3-#2_AL_B | 37 | 37 | 40 | 80 | 0 | 30 | 0 | 199.3 | 0 | 0 | 1 | 1 | 1 | Unknown | Unknown | 0 | Unknown | 0 | 0 | 0 | Unknown | Unknown | 0 | 0 | 0 | 0 | Unknown | Unknown | Unknown | N | N | 0 | Unknown |  | 0 | 0 | 0 | 0 | 0 | 100 | 0 | 0 | 0 |  | * |  |  | 1 | 1 | 1
09099468_09099469 | 0909 | 09099468 | 09099469 | XY N | P712925 TO P712926 | 3-#2_AL_B | 3-#2_AL_B | 37 | 37 | 40 | 80 | 0 | 30 | 0 | 206.9 | 0 | 0 | 1 | 1 | 1 | Unknown | Unknown | 0 | Unknown | 0 | 0 | 0 | Unknown | Unknown | 0 | 0 | 0 | 0 | Unknown | Unknown | Unknown | N | N | 0 | Unknown |  | 0 | 0 | 0 | 0 | 0 | 100 | 0 | 0 | 0 |  | * |  |  | 1 | 1 | 1
09099469_09099470 | 0909 | 09099469 | 09099470 | XY N | P712926 TO P712927 | 3-#2_AL_B | 3-#2_AL_B | 37 | 37 | 40 | 80 | 0 | 30 | 0 | 78.4 | 0 | 0 | 1 | 1 | 1 | Unknown | Unknown | 0 | Unknown | 0 | 0 | 0 | Unknown | Unknown | 0 | 0 | 0 | 0 | Unknown | Unknown | Unknown | N | N | 0 | Unknown |  | 0 | 0 | 0 | 0 | 0 | 100 | 0 | 0 | 0 |  | * |  |  | 1 | 1 | 1
09099469_09099474 | 0909 | 09099469 | 09099474 | XY N | P712926 TO P816108 | 3-#2_AL_B | 3-#2_AL_B | 37 | 37 | 40 | 80 | 0 | 30 | 0 | 198.1 | 0 | 0 | 1 | 1 | 1 | Unknown | Unknown | 0 | Unknown | 0 | 0 | 0 | Unknown | Unknown | 0 | 0 | 0 | 0 | Unknown | Unknown | Unknown | N | N | 0 | Unknown |  | 0 | 0 | 0 | 0 | 0 | 100 | 0 | 0 | 0 |  | * |  |  | 1 | 1 | 1
09099470_09099471 | 0909 | 09099470 | 09099471 | XY N | P712927 TO P712928 | 3-#2_AL_B | 3-#2_AL_B | 37 | 37 | 40 | 80 | 0 | 30 | 0 | 308 | 0 | 0 | 1 | 1 | 1 | Unknown | Unknown | 0 | Unknown | 0 | 0 | 0 | Unknown | Unknown | 0 | 0 | 0 | 0 | Unknown | Unknown | Unknown | N | N | 0 | Unknown |  | 0 | 0 | 0 | 0 | 0 | 100 | 0 | 0 | 0 |  | * |  |  | 1 | 1 | 1
09099471_09099472 | 0909 | 09099471 | 09099472 | XY N | P712928 TO P712929 | 3-#2_AL_B | 3-#2_AL_B | 37 | 37 | 40 | 80 | 0 | 30 | 0 | 299.1 | 0 | 0 | 1 | 1 | 1 | Unknown | Unknown | 0 | Unknown | 0 | 0 | 0 | Unknown | Unknown | 0 | 0 | 0 | 0 | Unknown | Unknown | Unknown | N | N | 0 | Unknown |  | 0 | 0 | 0 | 0 | 0 | 100 | 0 | 0 | 0 |  | * |  |  | 1 | 1 | 1
09099472_09099473 | 0909 | 09099472 | 09099473 | XY N | P712929 TO P712930 | 3-#2_AL_B | 3-#2_AL_B | 37 | 37 | 40 | 80 | 0 | 30 | 0 | 247 | 0 | 0 | 1 | 1 | 1 | Unknown | Unknown | 0 | Unknown | 0 | 0 | 0 | Unknown | Unknown | 0 | 0 | 0 | 0 | Unknown | Unknown | Unknown | N | N | 0 | Unknown |  | 0 | 0 | 0 | 0 | 0 | 100 | 0 | 0 | 0 |  | * |  |  | 1 | 1 | 1
09099474_09099475 | 0909 | 09099474 | 09099475 | XY N | P816108 TO P816109 | 3-#2_AL_B | 3-#2_AL_B | 37 | 37 | 40 | 80 | 0 | 30 | 0 | 333.8 | 0 | 0 | 1 | 1 | 1 | Unknown | Unknown | 0 | Unknown | 0 | 0 | 0 | Unknown | Unknown | 0 | 0 | 0 | 0 | Unknown | Unknown | Unknown | N | N | 0 | Unknown |  | 0 | 0 | 0 | 0 | 0 | 100 | 0 | 0 | 0 |  | * |  |  | 1 | 1 | 1
09099476_09099477 | 0909 | 09099476 | 09099477 | XYZN | P615801 TO P12103 | 3-#2_CU_C | 3-#2_CU_C | 37 | 37 | 40 | 80 | 0 | 30 | 0 | 52.4 | 0 | 0 | 1 | 1 | 1 | Unknown | Unknown | 0 | Unknown | 0 | 0 | 0 | Unknown | Unknown | 0 | 0 | 0 | 0 | Unknown | Unknown | Unknown | N | N | 0 | Unknown |  | 0 | 0 | 0 | 0 | 0 | 100 | 0 | 0 | 0 |  | * |  |  | 1 | 1 | 1
09099478_09099478B | 0909 | 09099478 | 09099478B | XYZN | PM 909-7M | Generic PM Conductor | Generic PM Conductor | 37 | 37 | 40 | 80 | 0 | 30 | 0 | 10 | 0 | 0 | 1 | 1 | 1 | Unknown | Unknown | 0 | Unknown | 0 | 0 | 0 | Unknown | Unknown | 0 | 0 | 0 | 0 | Unknown | Unknown | Unknown | N | N | 0 | Unknown |  | 0 | 0 | 0 | 0 | 0 | 100 | 0 | 0 | 0 |  | * |  |  | 1 | 1 | 1
09099478A_09099479 | 0909 | 09099478A | 09099479 | XYZN | P12103 TO P317958 | 3-#2_CU_C | 3-#2_CU_C | 37 | 37 | 40 | 80 | 0 | 30 | 0 | 69.9 | 0 | 0 | 1 | 1 | 1 | Unknown | Unknown | 0 | Unknown | 0 | 0 | 0 | Unknown | Unknown | 0 | 0 | 0 | 0 | Unknown | Unknown | Unknown | N | N | 0 | Unknown |  | 0 | 0 | 0 | 0 | 0 | 100 | 0 | 0 | 0 |  | * |  |  | 1 | 1 | 1
09099479_09099480 | 0909 | 09099479 | 09099480 | XYZN | P317958 TO P12102 | 3-#2_CU_C | 3-#2_CU_C | 37 | 37 | 40 | 80 | 0 | 30 | 0 | 196.5 | 0 | 0 | 1 | 1 | 1 | Unknown | Unknown | 0 | Unknown | 0 | 0 | 0 | Unknown | Unknown | 0 | 0 | 0 | 0 | Unknown | Unknown | Unknown | N | N | 0 | Unknown |  | 0 | 0 | 0 | 0 | 0 | 100 | 0 | 0 | 0 |  | * |  |  | 1 | 1 | 1
09099479_09099481 | 0909 | 09099479 | 09099481 | X ZN | P317958 TO P317957 | 3-#6_CU_B | 3-#6_CU_B | 37 | 37 | 40 | 80 | 0 | 30 | 0 | 214.9 | 0 | 0 | 1 | 1 | 1 | Unknown | Unknown | 0 | Unknown | 0 | 0 | 0 | Unknown | Unknown | 0 | 0 | 0 | 0 | Unknown | Unknown | Unknown | N | N | 0 | Unknown |  | 0 | 0 | 0 | 0 | 0 | 100 | 0 | 0 | 0 |  | * |  |  | 1 | 1 | 1
09099481_09099482 | 0909 | 09099481 | 09099482 | X ZN | P317957 TO P510614 | 3-#6_CU_B | 3-#6_CU_B | 37 | 37 | 40 | 80 | 0 | 30 | 0 | 169.5 | 0 | 0 | 1 | 1 | 1 | Unknown | Unknown | 0 | Unknown | 0 | 0 | 0 | Unknown | Unknown | 0 | 0 | 0 | 0 | Unknown | Unknown | Unknown | N | N | 0 | Unknown |  | 0 | 0 | 0 | 0 | 0 | 100 | 0 | 0 | 0 |  | * |  |  | 1 | 1 | 1
09099482_09099483 | 0909 | 09099482 | 09099483 | X ZN | P510614 TO P510615 | 3-#6_CU_B | 3-#6_CU_B | 37 | 37 | 40 | 80 | 0 | 30 | 0 | 385.2 | 0 | 0 | 1 | 1 | 1 | Unknown | Unknown | 0 | Unknown | 0 | 0 | 0 | Unknown | Unknown | 0 | 0 | 0 | 0 | Unknown | Unknown | Unknown | N | N | 0 | Unknown |  | 0 | 0 | 0 | 0 | 0 | 100 | 0 | 0 | 0 |  | * |  |  | 1 | 1 | 1
09099483_09099484 | 0909 | 09099483 | 09099484 | X ZN | P510615 TO P510616 | 3-#6_CU_B | 3-#6_CU_B | 37 | 37 | 40 | 80 | 0 | 30 | 0 | 327 | 0 | 0 | 1 | 1 | 1 | Unknown | Unknown | 0 | Unknown | 0 | 0 | 0 | Unknown | Unknown | 0 | 0 | 0 | 0 | Unknown | Unknown | Unknown | N | N | 0 | Unknown |  | 0 | 0 | 0 | 0 | 0 | 100 | 0 | 0 | 0 |  | * |  |  | 1 | 1 | 1
09099485_09099486 | 0909 | 09099485 | 09099486 | YZN | P815994 TO P815993 | 3-#2_AL_B | 3-#2_AL_B | 37 | 37 | 40 | 80 | 0 | 30 | 0 | 293.2 | 0 | 0 | 1 | 1 | 1 | Unknown | Unknown | 0 | Unknown | 0 | 0 | 0 | Unknown | Unknown | 0 | 0 | 0 | 0 | Unknown | Unknown | Unknown | N | N | 0 | Unknown |  | 0 | 0 | 0 | 0 | 0 | 100 | 0 | 0 | 0 |  | * |  |  | 1 | 1 | 1
09099487_09099488 | 0909 | 09099487 | 09099488 | X ZN | P812302 TO P812301 | 3-#2_AL_B | 3-#2_AL_B | 37 | 37 | 40 | 80 | 0 | 30 | 0 | 393.4 | 0 | 0 | 1 | 1 | 1 | Unknown | Unknown | 0 | Unknown | 0 | 0 | 0 | Unknown | Unknown | 0 | 0 | 0 | 0 | Unknown | Unknown | Unknown | N | N | 0 | Unknown |  | 0 | 0 | 0 | 0 | 0 | 100 | 0 | 0 | 0 |  | * |  |  | 1 | 1 | 1
090995_090996 | 0909 | 090995 | 090996 | XYZN | Z12112 TO 909-10 | 3-394_AL_C | 3-394_AL_C | 37 | 37 | 40 | 80 | 0 | 30 | 0 | 419.1 | 0 | 0 | 1 | 1 | 1 | Unknown | Unknown | 0 | Unknown | 0 | 0 | 0 | Unknown | Unknown | 0 | 0 | 0 | 0 | Unknown | Unknown | Unknown | N | N | 0 | Unknown |  | 0 | 0 | 0 | 0 | 0 | 100 | 0 | 0 | 0 |  | * |  |  | 1 | 1 | 1
090996A_090997 | 0909 | 090996A | 090997 | XYZN | 909-10 TO 909-11 | 3-394_AL_C | 3-394_AL_C | 37 | 37 | 40 | 80 | 0 | 30 | 0 | 84 | 0 | 0 | 1 | 1 | 1 | Unknown | Unknown | 0 | Unknown | 0 | 0 | 0 | Unknown | Unknown | 0 | 0 | 0 | 0 | Unknown | Unknown | Unknown | N | N | 0 | Unknown |  | 0 | 0 | 0 | 0 | 0 | 100 | 0 | 0 | 0 |  | * |  |  | 1 | 1 | 1
090997_09099701 | 0909 | 090997 | 09099701 | XYZN | 909-11 TO Z12114 | 3-394_AL_C | 3-394_AL_C | 37 | 37 | 40 | 80 | 0 | 30 | 0 | 301 | 0 | 0 | 1 | 1 | 1 | Unknown | Unknown | 0 | Unknown | 0 | 0 | 0 | Unknown | Unknown | 0 | 0 | 0 | 0 | Unknown | Unknown | Unknown | N | N | 0 | Unknown |  | 0 | 0 | 0 | 0 | 0 | 100 | 0 | 0 | 0 |  | * |  |  | 1 | 1 | 1
09099701_09099702 | 0909 | 09099701 | 09099702 | XYZN | Z12114 TO Z19249 | 3-394_AL_C | 3-394_AL_C | 37 | 37 | 40 | 80 | 0 | 30 | 0 | 215.1 | 0 | 0 | 1 | 1 | 1 | Unknown | Unknown | 0 | Unknown | 0 | 0 | 0 | Unknown | Unknown | 0 | 0 | 0 | 0 | Unknown | Unknown | Unknown | N | N | 0 | Unknown |  | 0 | 0 | 0 | 0 | 0 | 100 | 0 | 0 | 0 |  | * |  |  | 1 | 1 | 1
09099702_09099703 | 0909 | 09099702 | 09099703 | XYZN | Z19249 TO Z12115 | 3-394_AL_C | 3-394_AL_C | 37 | 37 | 40 | 80 | 0 | 30 | 0 | 308 | 0 | 0 | 1 | 1 | 1 | Unknown | Unknown | 0 | Unknown | 0 | 0 | 0 | Unknown | Unknown | 0 | 0 | 0 | 0 | Unknown | Unknown | Unknown | N | N | 0 | Unknown |  | 0 | 0 | 0 | 0 | 0 | 100 | 0 | 0 | 0 |  | * |  |  | 1 | 1 | 1
09099702_09099705 | 0909 | 09099702 | 09099705 | XYZN | Z19249 TO P519920 | 3-#4_CU_C | 3-#4_CU_C | 37 | 37 | 40 | 80 | 0 | 30 | 0 | 40 | 0 | 0 | 1 | 1 | 1 | Unknown | Unknown | 0 | Unknown | 0 | 0 | 0 | Unknown | Unknown | 0 | 0 | 0 | 0 | Unknown | Unknown | Unknown | N | N | 0 | Unknown |  | 0 | 0 | 0 | 0 | 0 | 100 | 0 | 0 | 0 |  | * |  |  | 1 | 1 | 1
09099703_09099704 | 0909 | 09099703 | 09099704 | XYZN | TS 216-T2-909 | 3-394_AL_C | 3-394_AL_C | 37 | 37 | 40 | 80 | 0 | 30 | 0 | 185 | 0 | 0 | 1 | 1 | 1 | 3-394_AL_C | 3-394_AL_C | 0 | Unknown | 0 | 0 | 0 | Unknown | Unknown | 0 | 0 | 0 | 0 | Unknown | Unknown | Unknown | N | N | 0 | Unknown |  | 0 | 0 | 0 | 0 | 0 | 100 | 0 | 0 | 0 |  | * |  |  | 1 | 1 | 1
09099705A_09099706 | 0909 | 09099705A | 09099706 | XYZN | P519920 TO P19250 | 3-#4_CU_C | 3-#4_CU_C | 37 | 37 | 40 | 80 | 0 | 30 | 0 | 101 | 0 | 0 | 1 | 1 | 1 | Unknown | Unknown | 0 | Unknown | 0 | 0 | 0 | Unknown | Unknown | 0 | 0 | 0 | 0 | Unknown | Unknown | Unknown | N | N | 0 | Unknown |  | 0 | 0 | 0 | 0 | 0 | 100 | 0 | 0 | 0 |  | * |  |  | 1 | 1 | 1
09099706_09099707 | 0909 | 09099706 | 09099707 | XYZN | P19250 TO P19251 | 3-#4_CU_C | 3-#4_CU_C | 37 | 37 | 40 | 80 | 0 | 30 | 0 | 163 | 0 | 0 | 1 | 1 | 1 | Unknown | Unknown | 0 | Unknown | 0 | 0 | 0 | Unknown | Unknown | 0 | 0 | 0 | 0 | Unknown | Unknown | Unknown | N | N | 0 | Unknown |  | 0 | 0 | 0 | 0 | 0 | 100 | 0 | 0 | 0 |  | * |  |  | 1 | 1 | 1
09099707_09099708 | 0909 | 09099707 | 09099708 | XYZN | P19251 TO P510000 | 3-#4_CU_C | 3-#4_CU_C | 37 | 37 | 40 | 80 | 0 | 30 | 0 | 441 | 0 | 0 | 1 | 1 | 1 | Unknown | Unknown | 0 | Unknown | 0 | 0 | 0 | Unknown | Unknown | 0 | 0 | 0 | 0 | Unknown | Unknown | Unknown | N | N | 0 | Unknown |  | 0 | 0 | 0 | 0 | 0 | 100 | 0 | 0 | 0 |  | * |  |  | 1 | 1 | 1
09099708_09099709 | 0909 | 09099708 | 09099709 | XYZN | P510000 TO P611863 | 3-#2A5005C | 3-#2A5005C | 37 | 37 | 40 | 80 | 0 | 30 | 0 | 73 | 0 | 0 | 1 | 1 | 1 | Unknown | Unknown | 0 | Unknown | 0 | 0 | 0 | Unknown | Unknown | 0 | 0 | 0 | 0 | Unknown | Unknown | Unknown | N | N | 0 | Unknown |  | 0 | 0 | 0 | 0 | 0 | 100 | 0 | 0 | 0 |  | * |  |  | 1 | 1 | 1
09099708_09099711 | 0909 | 09099708 | 09099711 | YZN | P510000 TO P619457 | 3-#2_AL_B | 3-#2_AL_B | 37 | 37 | 40 | 80 | 0 | 30 | 0 | 348 | 0 | 0 | 1 | 1 | 1 | Unknown | Unknown | 0 | Unknown | 0 | 0 | 0 | Unknown | Unknown | 0 | 0 | 0 | 0 | Unknown | Unknown | Unknown | N | N | 0 | Unknown |  | 0 | 0 | 0 | 0 | 0 | 100 | 0 | 0 | 0 |  | * |  |  | 1 | 1 | 1
09099709_09099710 | 0909 | 09099709 | 09099710 | XY N | P611863 TO P611864 | 3-#2A5005C | 3-#2A5005C | 37 | 37 | 40 | 80 | 0 | 30 | 0 | 306 | 0 | 0 | 1 | 1 | 1 | Unknown | Unknown | 0 | Unknown | 0 | 0 | 0 | Unknown | Unknown | 0 | 0 | 0 | 0 | Unknown | Unknown | Unknown | N | N | 0 | Unknown |  | 0 | 0 | 0 | 0 | 0 | 100 | 0 | 0 | 0 |  | * |  |  | 1 | 1 | 1
09099711_09099712 | 0909 | 09099711 | 09099712 | YZN | P619457 TO P619458 | 3-#2_AL_B | 3-#2_AL_B | 37 | 37 | 40 | 80 | 0 | 30 | 0 | 310 | 0 | 0 | 1 | 1 | 1 | Unknown | Unknown | 0 | Unknown | 0 | 0 | 0 | Unknown | Unknown | 0 | 0 | 0 | 0 | Unknown | Unknown | Unknown | N | N | 0 | Unknown |  | 0 | 0 | 0 | 0 | 0 | 100 | 0 | 0 | 0 |  | * |  |  | 1 | 1 | 1
09099712_09099713 | 0909 | 09099712 | 09099713 | YZN | P619458 TO P619459 | 3-#2_AL_B | 3-#2_AL_B | 37 | 37 | 40 | 80 | 0 | 30 | 0 | 302 | 0 | 0 | 1 | 1 | 1 | Unknown | Unknown | 0 | Unknown | 0 | 0 | 0 | Unknown | Unknown | 0 | 0 | 0 | 0 | Unknown | Unknown | Unknown | N | N | 0 | Unknown |  | 0 | 0 | 0 | 0 | 0 | 100 | 0 | 0 | 0 |  | * |  |  | 1 | 1 | 1
09099713_09099714 | 0909 | 09099713 | 09099714 | YZN | P619459 TO P813331 | 3-#2_AL_B | 3-#2_AL_B | 37 | 37 | 40 | 80 | 0 | 30 | 0 | 104 | 0 | 0 | 1 | 1 | 1 | Unknown | Unknown | 0 | Unknown | 0 | 0 | 0 | Unknown | Unknown | 0 | 0 | 0 | 0 | Unknown | Unknown | Unknown | N | N | 0 | Unknown |  | 0 | 0 | 0 | 0 | 0 | 100 | 0 | 0 | 0 |  | * |  |  | 1 | 1 | 1
09099714_09099715 | 0909 | 09099714 | 09099715 | YZN | P813331 TO P813332 | 3-#2_AL_B | 3-#2_AL_B | 37 | 37 | 40 | 80 | 0 | 30 | 0 | 60 | 0 | 0 | 1 | 1 | 1 | Unknown | Unknown | 0 | Unknown | 0 | 0 | 0 | Unknown | Unknown | 0 | 0 | 0 | 0 | Unknown | Unknown | Unknown | N | N | 0 | Unknown |  | 0 | 0 | 0 | 0 | 0 | 100 | 0 | 0 | 0 |  | * |  |  | 1 | 1 | 1
09099714_09099722 | 0909 | 09099714 | 09099722 | YZN | P813331 TO P619460 | 3-#2_AL_B | 3-#2_AL_B | 37 | 37 | 40 | 80 | 0 | 30 | 0 | 210 | 0 | 0 | 1 | 1 | 1 | Unknown | Unknown | 0 | Unknown | 0 | 0 | 0 | Unknown | Unknown | 0 | 0 | 0 | 0 | Unknown | Unknown | Unknown | N | N | 0 | Unknown |  | 0 | 0 | 0 | 0 | 0 | 100 | 0 | 0 | 0 |  | * |  |  | 1 | 1 | 1
09099715_09099716 | 0909 | 09099715 | 09099716 | YZN | P813332 TO P813333 | 3-#2_AL_B | 3-#2_AL_B | 37 | 37 | 40 | 80 | 0 | 30 | 0 | 356 | 0 | 0 | 1 | 1 | 1 | Unknown | Unknown | 0 | Unknown | 0 | 0 | 0 | Unknown | Unknown | 0 | 0 | 0 | 0 | Unknown | Unknown | Unknown | N | N | 0 | Unknown |  | 0 | 0 | 0 | 0 | 0 | 100 | 0 | 0 | 0 |  | * |  |  | 1 | 1 | 1
09099716_09099717 | 0909 | 09099716 | 09099717 | YZN | P813333 TO P813334 | 3-#2_AL_B | 3-#2_AL_B | 37 | 37 | 40 | 80 | 0 | 30 | 0 | 157 | 0 | 0 | 1 | 1 | 1 | Unknown | Unknown | 0 | Unknown | 0 | 0 | 0 | Unknown | Unknown | 0 | 0 | 0 | 0 | Unknown | Unknown | Unknown | N | N | 0 | Unknown |  | 0 | 0 | 0 | 0 | 0 | 100 | 0 | 0 | 0 |  | * |  |  | 1 | 1 | 1
09099717_09099718 | 0909 | 09099717 | 09099718 | YZN | P813334 TO P238921 | 3-#2_AL_B | 3-#2_AL_B | 37 | 37 | 40 | 80 | 0 | 30 | 0 | 209 | 0 | 0 | 1 | 1 | 1 | Unknown | Unknown | 0 | Unknown | 0 | 0 | 0 | Unknown | Unknown | 0 | 0 | 0 | 0 | Unknown | Unknown | Unknown | N | N | 0 | Unknown |  | 0 | 0 | 0 | 0 | 0 | 100 | 0 | 0 | 0 |  | * |  |  | 1 | 1 | 1
09099718_09099719 | 0909 | 09099718 | 09099719 | YZN | P238921 TO P238922 | 3-#2_AL_B | 3-#2_AL_B | 37 | 37 | 40 | 80 | 0 | 30 | 0 | 371 | 0 | 0 | 1 | 1 | 1 | Unknown | Unknown | 0 | Unknown | 0 | 0 | 0 | Unknown | Unknown | 0 | 0 | 0 | 0 | Unknown | Unknown | Unknown | N | N | 0 | Unknown |  | 0 | 0 | 0 | 0 | 0 | 100 | 0 | 0 | 0 |  | * |  |  | 1 | 1 | 1
09099719_09099720 | 0909 | 09099719 | 09099720 | YZN | P238922 TO P238923 | 3-#2_AL_B | 3-#2_AL_B | 37 | 37 | 40 | 80 | 0 | 30 | 0 | 371 | 0 | 0 | 1 | 1 | 1 | Unknown | Unknown | 0 | Unknown | 0 | 0 | 0 | Unknown | Unknown | 0 | 0 | 0 | 0 | Unknown | Unknown | Unknown | N | N | 0 | Unknown |  | 0 | 0 | 0 | 0 | 0 | 100 | 0 | 0 | 0 |  | * |  |  | 1 | 1 | 1
09099720_09099721 | 0909 | 09099720 | 09099721 | YZN | P238923 TO P238924 | 3-#2_AL_B | 3-#2_AL_B | 37 | 37 | 40 | 80 | 0 | 30 | 0 | 101.8 | 0 | 0 | 1 | 1 | 1 | Unknown | Unknown | 0 | Unknown | 0 | 0 | 0 | Unknown | Unknown | 0 | 0 | 0 | 0 | Unknown | Unknown | Unknown | N | N | 0 | Unknown |  | 0 | 0 | 0 | 0 | 0 | 100 | 0 | 0 | 0 |  | * |  |  | 1 | 1 | 1
09099722_09099723 | 0909 | 09099722 | 09099723 | YZN | P619460 TO P712261 | 3-#2_AL_B | 3-#2_AL_B | 37 | 37 | 40 | 80 | 0 | 30 | 0 | 38.3 | 0 | 0 | 1 | 1 | 1 | Unknown | Unknown | 0 | Unknown | 0 | 0 | 0 | Unknown | Unknown | 0 | 0 | 0 | 0 | Unknown | Unknown | Unknown | N | N | 0 | Unknown |  | 0 | 0 | 0 | 0 | 0 | 100 | 0 | 0 | 0 |  | * |  |  | 1 | 1 | 1
09099723_09099724 | 0909 | 09099723 | 09099724 | YZN | P712261 TO P712262 | 3-#2_AL_B | 3-#2_AL_B | 37 | 37 | 40 | 80 | 0 | 30 | 0 | 299 | 0 | 0 | 1 | 1 | 1 | Unknown | Unknown | 0 | Unknown | 0 | 0 | 0 | Unknown | Unknown | 0 | 0 | 0 | 0 | Unknown | Unknown | Unknown | N | N | 0 | Unknown |  | 0 | 0 | 0 | 0 | 0 | 100 | 0 | 0 | 0 |  | * |  |  | 1 | 1 | 1
090997A_090998 | 0909 | 090997A | 090998 | XYZN | 909-11 TO H122639 | 750ALPECN | 750ALPECN | 37 | 37 | 40 | 80 | 0 | 30 | 0 | 381 | 0 | 0 | 1 | 1 | 1 | 750ALPECN | 750ALPECN | 0 | Unknown | 0 | 0 | 0 | Unknown | Unknown | 0 | 0 | 0 | 0 | Unknown | Unknown | Unknown | N | N | 0 | Unknown |  | 0 | 0 | 0 | 0 | 0 | 100 | 0 | 0 | 0 |  | * |  |  | 1 | 1 | 1
090998_090999 | 0909 | 090998 | 090999 | XYZN | H122639 TO H122640 | 1000AXLPEP | 1000AXLPEP | 37 | 37 | 40 | 80 | 0 | 30 | 0 | 666 | 0 | 0 | 1 | 1 | 1 | 1000AXLPEP | 1000AXLPEP | 0 | Unknown | 0 | 0 | 0 | Unknown | Unknown | 0 | 0 | 0 | 0 | Unknown | Unknown | Unknown | N | N | 0 | Unknown |  | 0 | 0 | 0 | 0 | 0 | 100 | 0 | 0 | 0 |  | * |  |  | 1 | 1 | 1
090999_0909100B | 0909 | 090999 | 0909100B | XYZN | H122640 TO 909-14 | 1000AXLPEP | 1000AXLPEP | 37 | 37 | 40 | 80 | 0 | 30 | 0 | 275 | 0 | 0 | 1 | 1 | 1 | 1000AXLPEP | 1000AXLPEP | 0 | Unknown | 0 | 0 | 0 | Unknown | Unknown | 0 | 0 | 0 | 0 | Unknown | Unknown | Unknown | N | N | 0 | Unknown |  | 0 | 0 | 0 | 0 | 0 | 100 | 0 | 0 | 0 |  | * |  |  | 1 | 1 | 1
FU 0909100_0909100C | 0909 | 0909100 | 0909100C | XYZN | CMPT3 | Device Conductor 200A | Device Conductor 200A | 37 | 37 | 40 | 80 | 0 | 30 | 0 | 10 | 0 | 0 | 1 | 1 | 1 | Unknown | Unknown | 0 | Unknown | 0 | 0 | 200 | Unknown | Unknown | 0 | 0 | 0 | 0 | Unknown | Unknown | Unknown | N | N | 0 | Unknown |  | 0 | 0 | 0 | 0 | 0 | 100 | 0 | 0 | 0 |  | * |  |  | 1 | 1 | 1
FU 0909100_0909100D | 0909 | 0909100 | 0909100D | XYZN | CMPT4 | Device Conductor 200A | Device Conductor 200A | 37 | 37 | 40 | 80 | 0 | 30 | 0 | 10 | 0 | 0 | 1 | 1 | 1 | Unknown | Unknown | 0 | Unknown | 0 | 0 | 200 | Unknown | Unknown | 0 | 0 | 0 | 0 | Unknown | Unknown | Unknown | N | N | 0 | Unknown |  | 0 | 0 | 0 | 0 | 0 | 100 | 0 | 0 | 0 |  | * |  |  | 1 | 1 | 1
FU 09092103_09092103A | 0909 | 09092103 | 09092103A | XYZN | P16465 | Device Conductor 75A | Device Conductor 75A | 37 | 37 | 40 | 80 | 0 | 30 | 0 | 10 | 0 | 0 | 1 | 1 | 1 | Unknown | Unknown | 0 | Unknown | 0 | 0 | 75 | Unknown | Unknown | 0 | 0 | 0 | 0 | Unknown | Unknown | Unknown | N | N | 0 | Unknown |  | 0 | 0 | 0 | 0 | 0 | 100 | 0 | 0 | 0 |  | * |  |  | 1 | 1 | 1
FU 09092120_09092120A | 0909 | 09092120 | 09092120A | X ZN | P213043 | Device Conductor 15A | Device Conductor 15A | 37 | 37 | 40 | 80 | 0 | 30 | 0 | 10 | 0 | 0 | 1 | 1 | 1 | Unknown | Unknown | 0 | Unknown | 0 | 0 | 15 | Unknown | Unknown | 0 | 0 | 0 | 0 | Unknown | Unknown | Unknown | N | N | 0 | Unknown |  | 0 | 0 | 0 | 0 | 0 | 100 | 0 | 0 | 0 |  | * |  |  | 1 | 1 | 1
FU 09092157_09092157A | 0909 | 09092157 | 09092157A | XY N | P114230 | Device Conductor 15A | Device Conductor 15A | 37 | 37 | 40 | 80 | 0 | 30 | 0 | 10 | 0 | 0 | 1 | 1 | 1 | Unknown | Unknown | 0 | Unknown | 0 | 0 | 15 | Unknown | Unknown | 0 | 0 | 0 | 0 | Unknown | Unknown | Unknown | N | N | 0 | Unknown |  | 0 | 0 | 0 | 0 | 0 | 100 | 0 | 0 | 0 |  | * |  |  | 1 | 1 | 1
FU 090922_090922A | 0909 | 090922 | 090922A | XYZN | Z12839 | Device Conductor 30A | Device Conductor 30A | 37 | 37 | 40 | 80 | 0 | 30 | 0 | 10 | 0 | 0 | 1 | 1 | 1 | Unknown | Unknown | 0 | Unknown | 0 | 0 | 30 | Unknown | Unknown | 0 | 0 | 0 | 0 | Unknown | Unknown | Unknown | N | N | 0 | Unknown |  | 0 | 0 | 0 | 0 | 0 | 100 | 0 | 0 | 0 |  | * |  |  | 1 | 1 | 1
FU 09093702_09093702A | 0909 | 09093702 | 09093702A | XYZN | P16449 | Device Conductor 60A | Device Conductor 60A | 37 | 37 | 40 | 80 | 0 | 30 | 0 | 10 | 0 | 0 | 1 | 1 | 1 | Unknown | Unknown | 0 | Unknown | 0 | 0 | 60 | Unknown | Unknown | 0 | 0 | 0 | 0 | Unknown | Unknown | Unknown | N | N | 0 | Unknown |  | 0 | 0 | 0 | 0 | 0 | 100 | 0 | 0 | 0 |  | * |  |  | 1 | 1 | 1
FU 09093730_09093730A | 0909 | 09093730 | 09093730A | XY N | P166155 | Device Conductor 15A | Device Conductor 15A | 37 | 37 | 40 | 80 | 0 | 30 | 0 | 10 | 0 | 0 | 1 | 1 | 1 | Unknown | Unknown | 0 | Unknown | 0 | 0 | 15 | Unknown | Unknown | 0 | 0 | 0 | 0 | Unknown | Unknown | Unknown | N | N | 0 | Unknown |  | 0 | 0 | 0 | 0 | 0 | 100 | 0 | 0 | 0 |  | * |  |  | 1 | 1 | 1
FU 09093903_09093903A | 0909 | 09093903 | 09093903A | XYZN | P18686 | Device Conductor 60A | Device Conductor 60A | 37 | 37 | 40 | 80 | 0 | 30 | 0 | 10 | 0 | 0 | 1 | 1 | 1 | Unknown | Unknown | 0 | Unknown | 0 | 0 | 60 | Unknown | Unknown | 0 | 0 | 0 | 0 | Unknown | Unknown | Unknown | N | N | 0 | Unknown |  | 0 | 0 | 0 | 0 | 0 | 100 | 0 | 0 | 0 |  | * |  |  | 1 | 1 | 1
FU 090949_090949A | 0909 | 090949 | 090949A | ZN | Z817053 | Device Conductor 60A | Device Conductor 60A | 37 | 37 | 40 | 80 | 0 | 30 | 0 | 10 | 0 | 0 | 1 | 1 | 1 | Unknown | Unknown | 0 | Unknown | 0 | 0 | 60 | Unknown | Unknown | 0 | 0 | 0 | 0 | Unknown | Unknown | Unknown | N | N | 0 | Unknown |  | 0 | 0 | 0 | 0 | 0 | 100 | 0 | 0 | 0 |  | * |  |  | 1 | 1 | 1
FU 09095001_09095001A | 0909 | 09095001 | 09095001A | XYZN | P111004 | Device Conductor 30A | Device Conductor 30A | 37 | 37 | 40 | 80 | 0 | 30 | 0 | 10 | 0 | 0 | 1 | 1 | 1 | Unknown | Unknown | 0 | Unknown | 0 | 0 | 30 | Unknown | Unknown | 0 | 0 | 0 | 0 | Unknown | Unknown | Unknown | N | N | 0 | Unknown |  | 0 | 0 | 0 | 0 | 0 | 100 | 0 | 0 | 0 |  | * |  |  | 1 | 1 | 1
FU 09095102_09095102A | 0909 | 09095102 | 09095102A | XYZN | P16446 | Device Conductor 15A | Device Conductor 15A | 37 | 37 | 40 | 80 | 0 | 30 | 0 | 10 | 0 | 0 | 1 | 1 | 1 | Unknown | Unknown | 0 | Unknown | 0 | 0 | 15 | Unknown | Unknown | 0 | 0 | 0 | 0 | Unknown | Unknown | Unknown | N | N | 0 | Unknown |  | 0 | 0 | 0 | 0 | 0 | 100 | 0 | 0 | 0 |  | * |  |  | 1 | 1 | 1
FU 09095402_09095402A | 0909 | 09095402 | 09095402A | XYZN | P116636 | Device Conductor 125A | Device Conductor 125A | 37 | 37 | 40 | 80 | 0 | 30 | 0 | 10 | 0 | 0 | 1 | 1 | 1 | Unknown | Unknown | 0 | Unknown | 0 | 0 | 125 | Unknown | Unknown | 0 | 0 | 0 | 0 | Unknown | Unknown | Unknown | N | N | 0 | Unknown |  | 0 | 0 | 0 | 0 | 0 | 100 | 0 | 0 | 0 |  | * |  |  | 1 | 1 | 1
FU 09095414_09095414A | 0909 | 09095414 | 09095414A | XY N | P210720 | Device Conductor 10A | Device Conductor 10A | 37 | 37 | 40 | 80 | 0 | 30 | 0 | 10 | 0 | 0 | 1 | 1 | 1 | Unknown | Unknown | 0 | Unknown | 0 | 0 | 10 | Unknown | Unknown | 0 | 0 | 0 | 0 | Unknown | Unknown | Unknown | N | N | 0 | Unknown |  | 0 | 0 | 0 | 0 | 0 | 100 | 0 | 0 | 0 |  | * |  |  | 1 | 1 | 1
FU 09095428_09095428A | 0909 | 09095428 | 09095428A | YZN | P164429 | Device Conductor 15A | Device Conductor 15A | 37 | 37 | 40 | 80 | 0 | 30 | 0 | 10 | 0 | 0 | 1 | 1 | 1 | Unknown | Unknown | 0 | Unknown | 0 | 0 | 15 | Unknown | Unknown | 0 | 0 | 0 | 0 | Unknown | Unknown | Unknown | N | N | 0 | Unknown |  | 0 | 0 | 0 | 0 | 0 | 100 | 0 | 0 | 0 |  | * |  |  | 1 | 1 | 1
FU 09095465_09095465A | 0909 | 09095465 | 09095465A | XY N | P618273 | Device Conductor 25A | Device Conductor 25A | 37 | 37 | 40 | 80 | 0 | 30 | 0 | 10 | 0 | 0 | 1 | 1 | 1 | Unknown | Unknown | 0 | Unknown | 0 | 0 | 25 | Unknown | Unknown | 0 | 0 | 0 | 0 | Unknown | Unknown | Unknown | N | N | 0 | Unknown |  | 0 | 0 | 0 | 0 | 0 | 100 | 0 | 0 | 0 |  | * |  |  | 1 | 1 | 1
FU 09095473_09095473A | 0909 | 09095473 | 09095473A | YZN | P716825 | Device Conductor 30A | Device Conductor 30A | 37 | 37 | 40 | 80 | 0 | 30 | 0 | 10 | 0 | 0 | 1 | 1 | 1 | Unknown | Unknown | 0 | Unknown | 0 | 0 | 30 | Unknown | Unknown | 0 | 0 | 0 | 0 | Unknown | Unknown | Unknown | N | N | 0 | Unknown |  | 0 | 0 | 0 | 0 | 0 | 100 | 0 | 0 | 0 |  | * |  |  | 1 | 1 | 1
FU 09095490_09095490A | 0909 | 09095490 | 09095490A | X ZN | P170099 | Device Conductor 15A | Device Conductor 15A | 37 | 37 | 40 | 80 | 0 | 30 | 0 | 10 | 0 | 0 | 1 | 1 | 1 | Unknown | Unknown | 0 | Unknown | 0 | 0 | 15 | Unknown | Unknown | 0 | 0 | 0 | 0 | Unknown | Unknown | Unknown | N | N | 0 | Unknown |  | 0 | 0 | 0 | 0 | 0 | 100 | 0 | 0 | 0 |  | * |  |  | 1 | 1 | 1
FU 09096504_09096504A | 0909 | 09096504 | 09096504A | XY N | P200147 | Device Conductor 15A | Device Conductor 15A | 37 | 37 | 40 | 80 | 0 | 30 | 0 | 10 | 0 | 0 | 1 | 1 | 1 | Unknown | Unknown | 0 | Unknown | 0 | 0 | 15 | Unknown | Unknown | 0 | 0 | 0 | 0 | Unknown | Unknown | Unknown | N | N | 0 | Unknown |  | 0 | 0 | 0 | 0 | 0 | 100 | 0 | 0 | 0 |  | * |  |  | 1 | 1 | 1
FU 090971_090971A | 0909 | 090971 | 090971A | XYZN | Z12811 | Device Conductor 15A | Device Conductor 15A | 37 | 37 | 40 | 80 | 0 | 30 | 0 | 10 | 0 | 0 | 1 | 1 | 1 | Unknown | Unknown | 0 | Unknown | 0 | 0 | 15 | Unknown | Unknown | 0 | 0 | 0 | 0 | Unknown | Unknown | Unknown | N | N | 0 | Unknown |  | 0 | 0 | 0 | 0 | 0 | 100 | 0 | 0 | 0 |  | * |  |  | 1 | 1 | 1
FU 09097301_09097301A | 0909 | 09097301 | 09097301A | XYZN | P110158 | Device Conductor 50A | Device Conductor 50A | 37 | 37 | 40 | 80 | 0 | 30 | 0 | 10 | 0 | 0 | 1 | 1 | 1 | Unknown | Unknown | 0 | Unknown | 0 | 0 | 50 | Unknown | Unknown | 0 | 0 | 0 | 0 | Unknown | Unknown | Unknown | N | N | 0 | Unknown |  | 0 | 0 | 0 | 0 | 0 | 100 | 0 | 0 | 0 |  | * |  |  | 1 | 1 | 1
FU 09097407_09097407A | 0909 | 09097407 | 09097407A | YZN | P414017 | Device Conductor 125A | Device Conductor 125A | 37 | 37 | 40 | 80 | 0 | 30 | 0 | 10 | 0 | 0 | 1 | 1 | 1 | Unknown | Unknown | 0 | Unknown | 0 | 0 | 125 | Unknown | Unknown | 0 | 0 | 0 | 0 | Unknown | Unknown | Unknown | N | N | 0 | Unknown |  | 0 | 0 | 0 | 0 | 0 | 100 | 0 | 0 | 0 |  | * |  |  | 1 | 1 | 1
FU 09097430_09097430A | 0909 | 09097430 | 09097430A | YZN | P616282 | Device Conductor 30A | Device Conductor 30A | 37 | 37 | 40 | 80 | 0 | 30 | 0 | 10 | 0 | 0 | 1 | 1 | 1 | Unknown | Unknown | 0 | Unknown | 0 | 0 | 30 | Unknown | Unknown | 0 | 0 | 0 | 0 | Unknown | Unknown | Unknown | N | N | 0 | Unknown |  | 0 | 0 | 0 | 0 | 0 | 100 | 0 | 0 | 0 |  | * |  |  | 1 | 1 | 1
FU 090979_090979A | 0909 | 090979 | 090979A | X N | Z12803 | Device Conductor 30A | Device Conductor 30A | 37 | 37 | 40 | 80 | 0 | 30 | 0 | 10 | 0 | 0 | 1 | 1 | 1 | Unknown | Unknown | 0 | Unknown | 0 | 0 | 30 | Unknown | Unknown | 0 | 0 | 0 | 0 | Unknown | Unknown | Unknown | N | N | 0 | Unknown |  | 0 | 0 | 0 | 0 | 0 | 100 | 0 | 0 | 0 |  | * |  |  | 1 | 1 | 1
FU 090980_090980A | 0909 | 090980 | 090980A | X N | Z12802 | Device Conductor 30A | Device Conductor 30A | 37 | 37 | 40 | 80 | 0 | 30 | 0 | 10 | 0 | 0 | 1 | 1 | 1 | Unknown | Unknown | 0 | Unknown | 0 | 0 | 30 | Unknown | Unknown | 0 | 0 | 0 | 0 | Unknown | Unknown | Unknown | N | N | 0 | Unknown |  | 0 | 0 | 0 | 0 | 0 | 100 | 0 | 0 | 0 |  | * |  |  | 1 | 1 | 1
FU 090981_090981A | 0909 | 090981 | 090981A | ZN | Z12801 | Device Conductor 30A | Device Conductor 30A | 37 | 37 | 40 | 80 | 0 | 30 | 0 | 10 | 0 | 0 | 1 | 1 | 1 | Unknown | Unknown | 0 | Unknown | 0 | 0 | 30 | Unknown | Unknown | 0 | 0 | 0 | 0 | Unknown | Unknown | Unknown | N | N | 0 | Unknown |  | 0 | 0 | 0 | 0 | 0 | 100 | 0 | 0 | 0 |  | * |  |  | 1 | 1 | 1
FU 090982_090982A | 0909 | 090982 | 090982A | ZN | Z12800 | Device Conductor 30A | Device Conductor 30A | 37 | 37 | 40 | 80 | 0 | 30 | 0 | 10 | 0 | 0 | 1 | 1 | 1 | Unknown | Unknown | 0 | Unknown | 0 | 0 | 30 | Unknown | Unknown | 0 | 0 | 0 | 0 | Unknown | Unknown | Unknown | N | N | 0 | Unknown |  | 0 | 0 | 0 | 0 | 0 | 100 | 0 | 0 | 0 |  | * |  |  | 1 | 1 | 1
FU 09098601_09098601A | 0909 | 09098601 | 09098601A | XYZN | P205935 | Device Conductor 80A | Device Conductor 80A | 37 | 37 | 40 | 80 | 0 | 30 | 0 | 10 | 0 | 0 | 1 | 1 | 1 | Unknown | Unknown | 0 | Unknown | 0 | 0 | 80 | Unknown | Unknown | 0 | 0 | 0 | 0 | Unknown | Unknown | Unknown | N | N | 0 | Unknown |  | 0 | 0 | 0 | 0 | 0 | 100 | 0 | 0 | 0 |  | * |  |  | 1 | 1 | 1
FU 09099401_09099401A | 0909 | 09099401 | 09099401A | XYZN | P12110 | Device Conductor 60A | Device Conductor 60A | 37 | 37 | 40 | 80 | 0 | 30 | 0 | 10 | 0 | 0 | 1 | 1 | 1 | Unknown | Unknown | 0 | Unknown | 0 | 0 | 60 | Unknown | Unknown | 0 | 0 | 0 | 0 | Unknown | Unknown | Unknown | N | N | 0 | Unknown |  | 0 | 0 | 0 | 0 | 0 | 100 | 0 | 0 | 0 |  | * |  |  | 1 | 1 | 1
FU 09099705_09099705A | 0909 | 09099705 | 09099705A | XYZN | P519920 | Device Conductor 125A | Device Conductor 125A | 37 | 37 | 40 | 80 | 0 | 30 | 0 | 10 | 0 | 0 | 1 | 1 | 1 | Unknown | Unknown | 0 | Unknown | 0 | 0 | 125 | Unknown | Unknown | 0 | 0 | 0 | 0 | Unknown | Unknown | Unknown | N | N | 0 | Unknown |  | 0 | 0 | 0 | 0 | 0 | 100 | 0 | 0 | 0 |  | * |  |  | 1 | 1 | 1
RC 09096_09096A | 0909 | 09096 | 09096A | XYZN | 909-17R | Device Conductor 630A | Device Conductor 630A | 37 | 37 | 40 | 80 | 0 | 30 | 0 | 10 | 0 | 0 | 1 | 1 | 1 | Unknown | Unknown | 0 | Unknown | 0 | 0 | 630 | Unknown | Unknown | 0 | 0 | 0 | 0 | Unknown | Unknown | Unknown | N | N | 0 | Unknown |  | 0 | 0 | 0 | 0 | 0 | 100 | 0 | 0 | 0 |  | * |  |  | 1 | 1 | 1
SW 0909100_021637 | 0909 | 0909100 | 021637 | XYZN | TS 216-T3-909 | Device Conductor 600A | Device Conductor 600A | 37 | 37 | 40 | 80 | 0 | 30 | 0 | 10 | 0 | 0 | 1 | 1 | 1 | Unknown | Unknown | 0 | Unknown | 0 | 0 | 600 | Unknown | Unknown | 0 | 0 | 0 | 0 | Unknown | Unknown | Unknown | N | N | 0 | Unknown |  | 0 | 0 | 0 | 0 | 0 | 100 | 0 | 0 | 0 |  | * |  |  | 1 | 1 | 1
SW 0909100B_0909100 | 0909 | 0909100B | 0909100 | XYZN | 909-14 | Device Conductor 600A | Device Conductor 600A | 37 | 37 | 40 | 80 | 0 | 30 | 0 | 10 | 0 | 0 | 1 | 1 | 1 | Unknown | Unknown | 0 | Unknown | 0 | 0 | 600 | Unknown | Unknown | 0 | 0 | 0 | 0 | Unknown | Unknown | Unknown | N | N | 0 | Unknown |  | 0 | 0 | 0 | 0 | 0 | 100 | 0 | 0 | 0 |  | * |  |  | 1 | 1 | 1
SW 090935_103033AN | 0909 | 090935 | 103033AN | XYZN | TS 909-T1-1030 | Device Conductor 600A | Device Conductor 600A | 37 | 37 | 40 | 80 | 0 | 30 | 0 | 10 | 0 | 0 | 1 | 1 | 1 | Unknown | Unknown | 0 | Unknown | 0 | 0 | 600 | Unknown | Unknown | 0 | 0 | 0 | 0 | Unknown | Unknown | Unknown | N | N | 0 | Unknown |  | 0 | 0 | 0 | 0 | 0 | 100 | 0 | 0 | 0 |  | * |  |  | 1 | 1 | 1
SW 09094_09094A | 0909 | 09094 | 09094A | XYZN | 909-1 | Device Conductor 900A | Device Conductor 900A | 37 | 37 | 40 | 80 | 0 | 30 | 0 | 10 | 0 | 0 | 1 | 1 | 1 | Unknown | Unknown | 0 | Unknown | 0 | 0 | 900 | Unknown | Unknown | 0 | 0 | 0 | 0 | Unknown | Unknown | Unknown | N | N | 0 | Unknown |  | 0 | 0 | 0 | 0 | 0 | 100 | 0 | 0 | 0 |  | * |  |  | 1 | 1 | 1
SW 090956_090956A | 0909 | 090956 | 090956A | XYZN | 909-5 | Device Conductor 600A | Device Conductor 600A | 37 | 37 | 40 | 80 | 0 | 30 | 0 | 10 | 0 | 0 | 1 | 1 | 1 | Unknown | Unknown | 0 | Unknown | 0 | 0 | 600 | Unknown | Unknown | 0 | 0 | 0 | 0 | Unknown | Unknown | Unknown | N | N | 0 | Unknown |  | 0 | 0 | 0 | 0 | 0 | 100 | 0 | 0 | 0 |  | * |  |  | 1 | 1 | 1
SW 090956A_103055AN | 0909 | 090956A | 103055AN | XYZN | TS 909-T3-1030 | Device Conductor 600A | Device Conductor 600A | 37 | 37 | 40 | 80 | 0 | 30 | 0 | 10 | 0 | 0 | 1 | 1 | 1 | Unknown | Unknown | 0 | Unknown | 0 | 0 | 600 | Unknown | Unknown | 0 | 0 | 0 | 0 | Unknown | Unknown | Unknown | N | N | 0 | Unknown |  | 0 | 0 | 0 | 0 | 0 | 100 | 0 | 0 | 0 |  | * |  |  | 1 | 1 | 1
SW 090968_090968A | 0909 | 090968 | 090968A | XYZN | 909-6 | Device Conductor 600A | Device Conductor 600A | 37 | 37 | 40 | 80 | 0 | 30 | 0 | 10 | 0 | 0 | 1 | 1 | 1 | Unknown | Unknown | 0 | Unknown | 0 | 0 | 600 | Unknown | Unknown | 0 | 0 | 0 | 0 | Unknown | Unknown | Unknown | N | N | 0 | Unknown |  | 0 | 0 | 0 | 0 | 0 | 100 | 0 | 0 | 0 |  | * |  |  | 1 | 1 | 1
SW 09099477_09099478 | 0909 | 09099477 | 09099478 | XYZN | BRGD | Device Conductor 300A | Device Conductor 300A | 37 | 37 | 40 | 80 | 0 | 30 | 0 | 10 | 0 | 0 | 1 | 1 | 1 | Unknown | Unknown | 0 | Unknown | 0 | 0 | 300 | Unknown | Unknown | 0 | 0 | 0 | 0 | Unknown | Unknown | Unknown | N | N | 0 | Unknown |  | 0 | 0 | 0 | 0 | 0 | 100 | 0 | 0 | 0 |  | * |  |  | 1 | 1 | 1
SW 09099478_09099478A | 0909 | 09099478 | 09099478A | XYZN | BRGD | Device Conductor 300A | Device Conductor 300A | 37 | 37 | 40 | 80 | 0 | 30 | 0 | 10 | 0 | 0 | 1 | 1 | 1 | Unknown | Unknown | 0 | Unknown | 0 | 0 | 300 | Unknown | Unknown | 0 | 0 | 0 | 0 | Unknown | Unknown | Unknown | N | N | 0 | Unknown |  | 0 | 0 | 0 | 0 | 0 | 100 | 0 | 0 | 0 |  | * |  |  | 1 | 1 | 1
SW 090996_090996A | 0909 | 090996 | 090996A | XYZN | 909-10 | Device Conductor 600A | Device Conductor 600A | 37 | 37 | 40 | 80 | 0 | 30 | 0 | 10 | 0 | 0 | 1 | 1 | 1 | Unknown | Unknown | 0 | Unknown | 0 | 0 | 600 | Unknown | Unknown | 0 | 0 | 0 | 0 | Unknown | Unknown | Unknown | N | N | 0 | Unknown |  | 0 | 0 | 0 | 0 | 0 | 100 | 0 | 0 | 0 |  | * |  |  | 1 | 1 | 1
SW 090997_090997A | 0909 | 090997 | 090997A | XYZN | 909-11 | Device Conductor 900A | Device Conductor 900A | 37 | 37 | 40 | 80 | 0 | 30 | 0 | 10 | 0 | 0 | 1 | 1 | 1 | Unknown | Unknown | 0 | Unknown | 0 | 0 | 900 | Unknown | Unknown | 0 | 0 | 0 | 0 | Unknown | Unknown | Unknown | N | N | 0 | Unknown |  | 0 | 0 | 0 | 0 | 0 | 100 | 0 | 0 | 0 |  | * |  |  | 1 | 1 | 1

## InstSwitches
SectionId | UniqueDeviceId | SwitchType | NearFromNode | SwitchIsOpen | SwitchIsTie | BlockFromAnalysis | IsAutomaticSwitch | IsAutoTransferSwitch | SwitchIsWandLatTie | LocationLink | SustFailuresPrYear | TempFailuresPrYear | SustFailRepairTime_Hr | SustFailRepairCost_MU | AvgCrewOperTime_Hr | EnergizeYear | RetireYear | Note_ | AMSLink | LastFeederId | LastFeederTieId
0909_09091 | GENERIC BREAKER | GENERIC BREAKER | 1 | 0 | 0 | 0 | 0 | 0 | 0 | * | 0 | 0 | 6 | 5000 | 1 | 0 | 100 |  |  | 0909
SW 0909100_021637 | TS 216-T3-909 | 600 AIR BRK,PME-9 (12) | 0 | 1 | 0 | 0 | 1 | 0 | 0 | RTUID 898 | 0 | 0 | 0 | 0 | 0.25 | 0 | 100 |  |  | 0909 | 0216
SW 0909100B_0909100 | 909-14 | 600 AIR BRK,PME-9 (12) | 0 | 0 | 0 | 0 | 1 | 0 | 0 | RTUID 898 | 0 | 0 | 0 | 0 | 0.25 | 0 | 100 |  |  | 0909 | 0909
SW 090935_103033AN | TS 909-T1-1030 | 600 GANG OPER LDBRK (12) | 0 | 1 | 0 | 0 | 0 | 0 | 0 | * | 0 | 0 | 0 | 0 | 1 | 0 | 100 |  |  | 0909 | 1030
SW 09094_09094A | 909-1 | 900 HOOK STICK (14.4) | 0 | 0 | 0 | 0 | 0 | 0 | 0 | * | 0 | 0 | 0 | 0 | 1 | 0 | 100 |  |  | 0909 | 0909
SW 090956_090956A | 909-5 | 600 HOOK STICK (12) | 0 | 0 | 0 | 0 | 0 | 0 | 0 | * | 0 | 0 | 0 | 0 | 1 | 0 | 100 |  |  | 0909 | 0909
SW 090956A_103055AN | TS 909-T3-1030 | 600 SCADA-MATE (12) | 0 | 1 | 0 | 0 | 1 | 0 | 0 | RTUID 898 | 0 | 0 | 0 | 0 | 0.3 | 0 | 100 |  |  | 0909 | 1030
SW 090968_090968A | 909-6 | 600 HOOK STICK (12) | 0 | 0 | 0 | 0 | 0 | 0 | 0 | * | 0 | 0 | 0 | 0 | 1 | 0 | 100 |  |  | 0909 | 0909
SW 09099477_09099478 | BRGD | 300 Bridged Fuse | 0 | 0 | 0 | 0 | 0 | 0 | 0 | * | 0 | 0 | 0 | 0 | 1 | 0 | 100 |  |  | 0909 | 0909
SW 09099478_09099478A | BRGD | 300 Bridged Fuse | 0 | 0 | 0 | 0 | 0 | 0 | 0 | * | 0 | 0 | 0 | 0 | 1 | 0 | 100 |  |  | 0909 | 0909
SW 090996_090996A | 909-10 | 600 GANG OPER (12) | 0 | 0 | 0 | 0 | 0 | 0 | 0 | * | 0 | 0 | 0 | 0 | 1 | 0 | 100 |  |  | 0909 | 0909
SW 090997_090997A | 909-11 | 900 HOOK STICK (14.4) | 0 | 0 | 0 | 0 | 0 | 0 | 0 | * | 0 | 0 | 0 | 0 | 1 | 0 | 100 |  |  | 0909 | 0909

## InstViews
ViewId | NW_X_MUL | NW_Y_MUL | SE_X_MUL | SE_Y_MUL
* | 0 | 0 | 0 | 0
Pad Mounted Switchgear | 441138.3481 | 83791.1799 | 442082.1619 | 83045.3944

## Loads
SectionId | IsSpotLoad | Phase1Customers | Phase2Customers | Phase3Customers | Phase1Kw | Phase2Kw | Phase3Kw | Phase1Kvar | Phase2Kvar | Phase3Kvar | Phase1Kva | Phase2Kva | Phase3Kva | Phase1Kwh | Phase2Kwh | Phase3Kwh | LocationToModelSpotLoads | CapacityFactor | Description
0909100C_0909104 | 1 | 0 | 0 | 0 | 253.3333 | 253.3333 | 253.3333 | 157 | 157 | 157 | 833 | 833 | 833 | 0 | 0 | 0 | T | 1
0909102_0909103 | 1 | 0 | 0 | 0 | 423.7 | 423.7 | 423.7 | 262.5 | 262.5 | 262.5 | 0 | 0 | 0 | 0 | 0 | 0 | T | 1
090913_090914 | 0 | 0.5 | 0 | 0.5 | 0.73168 | 0 | 0.73168 | -0.20247 | 0 | -0.20247 | 7.5472 | 0 | 7.5472 | 0 | 0 | 0 | C | 1
09091301_09091302 | 0 | 1 | 1 | 1 | 1.2887 | 1.2887 | 1.2887 | -0.3566 | -0.3566 | -0.3566 | 13.2925 | 13.2925 | 13.2925 | 0 | 0 | 0 | C | 1
090916_09091601 | 0 | 0 | 0.5 | 0.5 | 0 | 1.2106 | 1.2106 | 0 | -0.33499 | -0.33499 | 0 | 12.4868 | 12.4868 | 0 | 0 | 0 | C | 1
09091601_09091602 | 0 | 0 | 1 | 1 | 0 | 0.47888 | 0.47888 | 0 | -0.13252 | -0.13252 | 0 | 4.9396 | 4.9396 | 0 | 0 | 0 | C | 1
09091603_09091604 | 0 | 0 | 0.5 | 0.5 | 0 | 0.47888 | 0.47888 | 0 | -0.13252 | -0.13252 | 0 | 4.9396 | 4.9396 | 0 | 0 | 0 | C | 1
090921_09092101 | 0 | 0 | 1 | 1 | 0 | 0.73168 | 0.73168 | 0 | -0.20247 | -0.20247 | 0 | 7.5472 | 7.5472 | 0 | 0 | 0 | C | 1
09092101_09092102 | 0 | 0 | 0 | 0 | 1.4582 | 1.4582 | 1.4582 | -0.40353 | -0.40353 | -0.40353 | 15.0416 | 15.0416 | 15.0416 | 0 | 0 | 0 | C | 1
09092105_09092106 | 0 | 1 | 1 | 1 | 1.1273 | 1.1273 | 1.1273 | -0.31196 | -0.31196 | -0.31196 | 11.6284 | 11.6284 | 11.6284 | 0 | 0 | 0 | C | 1
09092110_09092111 | 0 | 0.667 | 0.667 | 0.667 | 1.7809 | 1.7809 | 1.7809 | -0.49281 | -0.49281 | -0.49281 | 18.3698 | 18.3698 | 18.3698 | 0 | 0 | 0 | C | 1
09092112_09092113 | 0 | 0.667 | 0.667 | 0.667 | 1.1273 | 1.1273 | 1.1273 | -0.31196 | -0.31196 | -0.31196 | 11.6284 | 11.6284 | 11.6284 | 0 | 0 | 0 | C | 1
09092116_09092117 | 0 | 0.667 | 0.667 | 0.667 | 1.4582 | 1.4582 | 1.4582 | -0.40353 | -0.40353 | -0.40353 | 15.0416 | 15.0416 | 15.0416 | 0 | 0 | 0 | C | 1
09092118_09092161 | 0 | 0 | 1 | 1 | 0 | 1.2106 | 1.2106 | 0 | -0.33499 | -0.33499 | 0 | 12.4868 | 12.4868 | 0 | 0 | 0 | C | 1
09092119_09092123 | 0 | 1 | 1 | 0 | 0.47888 | 0.47888 | 0 | -0.13252 | -0.13252 | 0 | 4.9396 | 4.9396 | 0 | 0 | 0 | 0 | C | 1
09092120A_09092121 | 0 | 1 | 0 | 1 | 2.4211 | 0 | 2.4211 | -0.66997 | 0 | -0.66997 | 24.9736 | 0 | 24.9736 | 0 | 0 | 0 | C | 1
09092121_09092122 | 0 | 1 | 0 | 1 | 2.4211 | 0 | 2.4211 | -0.66997 | 0 | -0.66997 | 24.9736 | 0 | 24.9736 | 0 | 0 | 0 | C | 1
09092124_09092125 | 0 | 0.333 | 0.333 | 0.333 | 1.4582 | 1.4582 | 1.4582 | -0.40353 | -0.40353 | -0.40353 | 15.0416 | 15.0416 | 15.0416 | 0 | 0 | 0 | C | 1
09092127_09092128 | 0 | 1 | 1 | 1 | 1.4582 | 1.4582 | 1.4582 | -0.40353 | -0.40353 | -0.40353 | 15.0416 | 15.0416 | 15.0416 | 0 | 0 | 0 | C | 1
09092129_09092130 | 0 | 0 | 0.5 | 0.5 | 0 | 1.2106 | 1.2106 | 0 | -0.33499 | -0.33499 | 0 | 12.4868 | 12.4868 | 0 | 0 | 0 | C | 1
09092133_09092134 | 0 | 0.667 | 0.667 | 0.667 | 0.64846 | 0.64846 | 0.64846 | -0.17944 | -0.17944 | -0.17944 | 6.6888 | 6.6888 | 6.6888 | 0 | 0 | 0 | C | 1
09092135_09092136 | 0 | 1 | 1 | 0 | 0.73168 | 0.73168 | 0 | -0.20247 | -0.20247 | 0 | 7.5472 | 7.5472 | 0 | 0 | 0 | 0 | C | 1
09092135_09092142 | 0 | 0 | 0 | 0 | 0.47888 | 0.47888 | 0 | -0.13252 | -0.13252 | 0 | 4.9396 | 4.9396 | 0 | 0 | 0 | 0 | C | 1
09092136_09092137 | 0 | 1 | 1 | 1 | 1.4582 | 1.4582 | 1.4582 | -0.40353 | -0.40353 | -0.40353 | 15.0416 | 15.0416 | 15.0416 | 0 | 0 | 0 | C | 1
09092138_09092139 | 0 | 0.667 | 0.667 | 0.667 | 1.4582 | 1.4582 | 1.4582 | -0.40353 | -0.40353 | -0.40353 | 15.0416 | 15.0416 | 15.0416 | 0 | 0 | 0 | C | 1
09092138_09092141 | 0 | 0.667 | 0.667 | 0.667 | 0.80978 | 0.80978 | 0.80978 | -0.22408 | -0.22408 | -0.22408 | 8.3528 | 8.3528 | 8.3528 | 0 | 0 | 0 | C | 1
09092139_09092140 | 0 | 0.5 | 0 | 0.5 | 1.2118 | 0 | 1.2118 | -0.33534 | 0 | -0.33534 | 12.5 | 0 | 12.5 | 0 | 0 | 0 | C | 1
09092143_09092144 | 0 | 0 | 0.5 | 0.5 | 0 | 1.2106 | 1.2106 | 0 | -0.33499 | -0.33499 | 0 | 12.4868 | 12.4868 | 0 | 0 | 0 | C | 1
09092146_09092147 | 0 | 2 | 2 | 0 | 2.4211 | 2.4211 | 0 | -0.66997 | -0.66997 | 0 | 24.9736 | 24.9736 | 0 | 0 | 0 | 0 | C | 1
09092148_09092149 | 0 | 0.5 | 0.5 | 0 | 2.4211 | 2.4211 | 0 | -0.66997 | -0.66997 | 0 | 24.9736 | 24.9736 | 0 | 0 | 0 | 0 | C | 1
09092148_09092153 | 0 | 1 | 1 | 0 | 1.2106 | 1.2106 | 0 | -0.33499 | -0.33499 | 0 | 12.4868 | 12.4868 | 0 | 0 | 0 | 0 | C | 1
09092151_09092152 | 0 | 0.5 | 0.5 | 0 | 0.73168 | 0.73168 | 0 | -0.20247 | -0.20247 | 0 | 7.5472 | 7.5472 | 0 | 0 | 0 | 0 | C | 1
09092154_09092155 | 0 | 1 | 1 | 0 | 1.2106 | 1.2106 | 0 | -0.33499 | -0.33499 | 0 | 12.4868 | 12.4868 | 0 | 0 | 0 | 0 | C | 1
09092155_09092156 | 0 | 2 | 1 | 0 | 1.2106 | 1.2106 | 0 | -0.33499 | -0.33499 | 0 | 12.4868 | 12.4868 | 0 | 0 | 0 | 0 | C | 1
09092157_09092160 | 0 | 0 | 0 | 0 | 0.47888 | 0.47888 | 0 | -0.13252 | -0.13252 | 0 | 4.9396 | 4.9396 | 0 | 0 | 0 | 0 | C | 1
09092158_09092159 | 0 | 0.5 | 0.5 | 0 | 2.4211 | 2.4211 | 0 | -0.66997 | -0.66997 | 0 | 24.9736 | 24.9736 | 0 | 0 | 0 | 0 | C | 1
09092206_09092207 | 0 | 2 | 1 | 0 | 1.2106 | 1.2106 | 0 | -0.33499 | -0.33499 | 0 | 12.4868 | 12.4868 | 0 | 0 | 0 | 0 | C | 1
090925_09092501 | 0 | 0.333 | 0.333 | 0.333 | 1.6196 | 1.6196 | 1.6196 | -0.44817 | -0.44817 | -0.44817 | 16.7057 | 16.7057 | 16.7057 | 0 | 0 | 0 | C | 1
09092502_09092503 | 0 | 0.5 | 0.5 | 0 | 1.2106 | 1.2106 | 0 | -0.33499 | -0.33499 | 0 | 12.4868 | 12.4868 | 0 | 0 | 0 | 0 | C | 1
09093003_09093004 | 0 | 1 | 1 | 0 | 1.2106 | 1.2106 | 0 | -0.33499 | -0.33499 | 0 | 12.4868 | 12.4868 | 0 | 0 | 0 | 0 | C | 1
09093202_09093203 | 0 | 2 | 1 | 0 | 2.4211 | 2.4211 | 0 | -0.66997 | -0.66997 | 0 | 24.9736 | 24.9736 | 0 | 0 | 0 | 0 | C | 1
09093205_09093206 | 0 | 0.5 | 0 | 0.5 | 0.73168 | 0 | 0.73168 | -0.20247 | 0 | -0.20247 | 7.5472 | 0 | 7.5472 | 0 | 0 | 0 | C | 1
09093208_09093209 | 0 | 0 | 2 | 1 | 0 | 1.2106 | 1.2106 | 0 | -0.33499 | -0.33499 | 0 | 12.4868 | 12.4868 | 0 | 0 | 0 | C | 1
09093208_09093216 | 0 | 0 | 0 | 0 | 0.97112 | 0.97112 | 0.97112 | -0.26873 | -0.26873 | -0.26873 | 10.017 | 10.017 | 10.017 | 0 | 0 | 0 | C | 1
09093210_09093211 | 0 | 0.333 | 0.333 | 0.333 | 2.4211 | 2.4211 | 2.4211 | -0.66997 | -0.66997 | -0.66997 | 24.9736 | 24.9736 | 24.9736 | 0 | 0 | 0 | C | 1
09093214_09093215 | 0 | 0.667 | 0.667 | 0.667 | 2.4211 | 2.4211 | 2.4211 | -0.66997 | -0.66997 | -0.66997 | 24.9736 | 24.9736 | 24.9736 | 0 | 0 | 0 | C | 1
09093301_09093302 | 0 | 0.333 | 0.333 | 0.333 | 2.4211 | 2.4211 | 2.4211 | -0.66997 | -0.66997 | -0.66997 | 24.9736 | 24.9736 | 24.9736 | 0 | 0 | 0 | C | 1
09093303_09093304 | 0 | 0.5 | 0.5 | 0 | 1.2106 | 1.2106 | 0 | -0.33499 | -0.33499 | 0 | 12.4868 | 12.4868 | 0 | 0 | 0 | 0 | C | 1
09093702A_09093703 | 0 | 0.333 | 0.333 | 0.333 | 1.4582 | 1.4582 | 1.4582 | -0.40353 | -0.40353 | -0.40353 | 15.0416 | 15.0416 | 15.0416 | 0 | 0 | 0 | C | 1
09093705_09093706 | 0 | 0.333 | 0.333 | 0.333 | 0.64846 | 0.64846 | 0.64846 | -0.17944 | -0.17944 | -0.17944 | 6.6888 | 6.6888 | 6.6888 | 0 | 0 | 0 | C | 1
09093711_09093712 | 0 | 0 | 0 | 0 | 0.47888 | 0 | 0.47888 | -0.13252 | 0 | -0.13252 | 4.9396 | 0 | 4.9396 | 0 | 0 | 0 | C | 1
09093713_09093714 | 0 | 0.5 | 0 | 0.5 | 0.73168 | 0 | 0.73168 | -0.20247 | 0 | -0.20247 | 7.5472 | 0 | 7.5472 | 0 | 0 | 0 | C | 1
09093715_09093716 | 0 | 2 | 1 | 1 | 1.1273 | 1.1273 | 1.1273 | -0.31196 | -0.31196 | -0.31196 | 11.6284 | 11.6284 | 11.6284 | 0 | 0 | 0 | C | 1
09093716_09093717 | 0 | 0 | 0.5 | 0.5 | 0 | 1.2106 | 1.2106 | 0 | -0.33499 | -0.33499 | 0 | 12.4868 | 12.4868 | 0 | 0 | 0 | C | 1
09093720_09093721 | 0 | 0.333 | 0.333 | 0.333 | 2.4211 | 2.4211 | 2.4211 | -0.66997 | -0.66997 | -0.66997 | 24.9736 | 24.9736 | 24.9736 | 0 | 0 | 0 | C | 1
09093723_09093724 | 0 | 1 | 1 | 1 | 2.4211 | 2.4211 | 2.4211 | -0.66997 | -0.66997 | -0.66997 | 24.9736 | 24.9736 | 24.9736 | 0 | 0 | 0 | C | 1
09093725_09093732 | 0 | 0.5 | 0.5 | 0 | 0.47888 | 0.47888 | 0 | -0.13252 | -0.13252 | 0 | 4.9396 | 4.9396 | 0 | 0 | 0 | 0 | C | 1
09093725_09093760 | 0 | 0 | 0.5 | 0.5 | 0 | 0.47888 | 0.47888 | 0 | -0.13252 | -0.13252 | 0 | 4.9396 | 4.9396 | 0 | 0 | 0 | C | 1
09093726_09093727 | 0 | 0 | 0 | 0 | 0.73168 | 0.73168 | 0 | -0.20247 | -0.20247 | 0 | 7.5472 | 7.5472 | 0 | 0 | 0 | 0 | C | 1
09093727_09093728 | 0 | 0.5 | 0.5 | 0 | 2.4211 | 2.4211 | 0 | -0.66997 | -0.66997 | 0 | 24.9736 | 24.9736 | 0 | 0 | 0 | 0 | C | 1
09093728_09093729 | 0 | 0.5 | 0.5 | 0 | 0.73168 | 0.73168 | 0 | -0.20247 | -0.20247 | 0 | 7.5472 | 7.5472 | 0 | 0 | 0 | 0 | C | 1
09093730A_09093731 | 0 | 0.5 | 0.5 | 0 | 1.2106 | 1.2106 | 0 | -0.33499 | -0.33499 | 0 | 12.4868 | 12.4868 | 0 | 0 | 0 | 0 | C | 1
09093734_09093735 | 0 | 0.667 | 0.667 | 0.667 | 1.6196 | 1.6196 | 1.6196 | -0.44817 | -0.44817 | -0.44817 | 16.7057 | 16.7057 | 16.7057 | 0 | 0 | 0 | C | 1
09093736_09093737 | 0 | 0.333 | 0.333 | 0.333 | 0.64846 | 0.64846 | 0.64846 | -0.17944 | -0.17944 | -0.17944 | 6.6888 | 6.6888 | 6.6888 | 0 | 0 | 0 | C | 1
09093736_09093739 | 0 | 0 | 2 | 1 | 0 | 1.2106 | 1.2106 | 0 | -0.33499 | -0.33499 | 0 | 12.4868 | 12.4868 | 0 | 0 | 0 | C | 1
09093737_09093738 | 0 | 0 | 0 | 0 | 1.2106 | 0 | 1.2106 | -0.33499 | 0 | -0.33499 | 12.4868 | 0 | 12.4868 | 0 | 0 | 0 | C | 1
09093739_09093740 | 0 | 1 | 1 | 0 | 1.2106 | 1.2106 | 0 | -0.33499 | -0.33499 | 0 | 12.4868 | 12.4868 | 0 | 0 | 0 | 0 | C | 1
09093746_09093747 | 0 | 0.667 | 0.667 | 0.667 | 2.4211 | 2.4211 | 2.4211 | -0.66997 | -0.66997 | -0.66997 | 24.9736 | 24.9736 | 24.9736 | 0 | 0 | 0 | C | 1
09093749_09093750 | 0 | 0 | 0 | 0 | 3.6399 | 3.6399 | 3.6399 | -1.0072 | -1.0072 | -1.0072 | 37.5453 | 37.5453 | 37.5453 | 0 | 0 | 0 | C | 1
09093751_09093752 | 0 | 0.333 | 0.333 | 0.333 | 7.2747 | 7.2747 | 7.2747 | -2.0131 | -2.0131 | -2.0131 | 75.0379 | 75.0379 | 75.0379 | 0 | 0 | 0 | C | 1
09093753_09093754 | 0 | 0.333 | 0.333 | 0.333 | 0.97112 | 0.97112 | 0.97112 | -0.26873 | -0.26873 | -0.26873 | 10.017 | 10.017 | 10.017 | 0 | 0 | 0 | C | 1
09093755_09093756 | 0 | 0.333 | 0.333 | 0.333 | 1.4582 | 1.4582 | 1.4582 | -0.40353 | -0.40353 | -0.40353 | 15.0416 | 15.0416 | 15.0416 | 0 | 0 | 0 | C | 1
09093757_09093758 | 0 | 0.5 | 0 | 0.5 | 0.73168 | 0 | 0.73168 | -0.20247 | 0 | -0.20247 | 7.5472 | 0 | 7.5472 | 0 | 0 | 0 | C | 1
09093758_09093759 | 0 | 1 | 0 | 1 | 1.2106 | 0 | 1.2106 | -0.33499 | 0 | -0.33499 | 12.4868 | 0 | 12.4868 | 0 | 0 | 0 | C | 1
09093761_09093762 | 0 | 0 | 1 | 1 | 0 | 0.73168 | 0.73168 | 0 | -0.20247 | -0.20247 | 0 | 7.5472 | 7.5472 | 0 | 0 | 0 | C | 1
09093761_09093763 | 0 | 0 | 0.5 | 0.5 | 0 | 0.47888 | 0.47888 | 0 | -0.13252 | -0.13252 | 0 | 4.9396 | 4.9396 | 0 | 0 | 0 | C | 1
090939_090940 | 0 | 0.5 | 0.5 | 0 | 1.2106 | 1.2106 | 0 | -0.33499 | -0.33499 | 0 | 12.4868 | 12.4868 | 0 | 0 | 0 | 0 | C | 1
09093901_09093902 | 0 | 0.333 | 0.333 | 0.333 | 2.4211 | 2.4211 | 2.4211 | -0.66997 | -0.66997 | -0.66997 | 24.9736 | 24.9736 | 24.9736 | 0 | 0 | 0 | C | 1
09093903A_09093904 | 0 | 1 | 1 | 0 | 1.2106 | 1.2106 | 0 | -0.33499 | -0.33499 | 0 | 12.4868 | 12.4868 | 0 | 0 | 0 | 0 | C | 1
09093905_09093906 | 0 | 2 | 0 | 1 | 1.2106 | 0 | 1.2106 | -0.33499 | 0 | -0.33499 | 12.4868 | 0 | 12.4868 | 0 | 0 | 0 | C | 1
09093909_09093910 | 0 | 0 | 1 | 1 | 0 | 0.47504 | 0.47504 | 0 | -0.13145 | -0.13145 | 0 | 4.9 | 4.9 | 0 | 0 | 0 | C | 1
09093911_09093912 | 0 | 0.7 | 0.7 | 0.7 | 1.4542 | 1.4542 | 1.4542 | -0.40241 | -0.40241 | -0.40241 | 15 | 15 | 15 | 0 | 0 | 0 | C | 1
09093911_09093913 | 0 | 0.5 | 0.5 | 0 | 1.2106 | 1.2106 | 0 | -0.33499 | -0.33499 | 0 | 12.4868 | 12.4868 | 0 | 0 | 0 | 0 | C | 1
09093913_09093914 | 0 | 0 | 0 | 0 | 1.2118 | 0 | 1.2118 | -0.33534 | 0 | -0.33534 | 12.5 | 0 | 12.5 | 0 | 0 | 0 | C | 1
09093915_09093916 | 0 | 0 | 0 | 0 | 1.2106 | 1.2106 | 0 | -0.33499 | -0.33499 | 0 | 12.4868 | 12.4868 | 0 | 0 | 0 | 0 | C | 1
09093918_09093919 | 0 | 0 | 0.5 | 0.5 | 0 | 0.73168 | 0.73168 | 0 | -0.20247 | -0.20247 | 0 | 7.5472 | 7.5472 | 0 | 0 | 0 | C | 1
09093919_09093920 | 0 | 0 | 0 | 0 | 0.73168 | 0 | 0.73168 | -0.20247 | 0 | -0.20247 | 7.5472 | 0 | 7.5472 | 0 | 0 | 0 | C | 1
09093922_09093923 | 0 | 0 | 0 | 0 | 2.4211 | 2.4211 | 2.4211 | -0.66997 | -0.66997 | -0.66997 | 24.9736 | 24.9736 | 24.9736 | 0 | 0 | 0 | C | 1
09093927_09093928 | 0 | 0 | 0 | 0 | 0 | 1.2106 | 1.2106 | 0 | -0.33499 | -0.33499 | 0 | 12.4868 | 12.4868 | 0 | 0 | 0 | C | 1
090940_090941 | 0 | 0.5 | 0.5 | 0 | 0.47888 | 0.47888 | 0 | -0.13252 | -0.13252 | 0 | 4.9396 | 4.9396 | 0 | 0 | 0 | 0 | C | 1
090942_090943 | 0 | 0.5 | 0.5 | 0 | 1.2106 | 1.2106 | 0 | -0.33499 | -0.33499 | 0 | 12.4868 | 12.4868 | 0 | 0 | 0 | 0 | C | 1
09094201_09094202 | 0 | 0.5 | 0.5 | 0 | 1.2106 | 1.2106 | 0 | -0.33499 | -0.33499 | 0 | 12.4868 | 12.4868 | 0 | 0 | 0 | 0 | C | 1
090943_090944 | 0 | 0.333 | 0.333 | 0.333 | 0.64846 | 0.64846 | 0.64846 | -0.17944 | -0.17944 | -0.17944 | 6.6888 | 6.6888 | 6.6888 | 0 | 0 | 0 | C | 1
090946_090947 | 0 | 0 | 0 | 0 | 0.64846 | 0.64846 | 0.64846 | -0.17944 | -0.17944 | -0.17944 | 6.6888 | 6.6888 | 6.6888 | 0 | 0 | 0 | C | 1
09094601_09094602 | 0 | 0.333 | 0.333 | 0.333 | 1.6196 | 1.6196 | 1.6196 | -0.44817 | -0.44817 | -0.44817 | 16.7057 | 16.7057 | 16.7057 | 0 | 0 | 0 | C | 1
09094602_09094603 | 0 | 0.5 | 0.5 | 0 | 1.2106 | 1.2106 | 0 | -0.33499 | -0.33499 | 0 | 12.4868 | 12.4868 | 0 | 0 | 0 | 0 | C | 1
090948_09094801 | 0 | 2 | 1 | 0 | 0.73168 | 0.73168 | 0 | -0.20247 | -0.20247 | 0 | 7.5472 | 7.5472 | 0 | 0 | 0 | 0 | C | 1
09094803_09094804 | 0 | 1 | 1 | 0 | 1.2106 | 1.2106 | 0 | -0.33499 | -0.33499 | 0 | 12.4868 | 12.4868 | 0 | 0 | 0 | 0 | C | 1
09094901_09094902 | 0 | 0 | 0 | 0 | 0 | 0 | 2.4211 | 0 | 0 | -0.66997 | 0 | 0 | 24.9736 | 0 | 0 | 0 | C | 1
09094903_09094909 | 0 | 0 | 0 | 2 | 0 | 0 | 2.4211 | 0 | 0 | -0.66997 | 0 | 0 | 24.9736 | 0 | 0 | 0 | C | 1
09094904_09094905 | 0 | 0 | 0 | 0 | 0 | 0 | 4.8453 | 0 | 0 | -1.3408 | 0 | 0 | 49.9794 | 0 | 0 | 0 | C | 1
09094904_09094908 | 0 | 0 | 0 | 2 | 0 | 0 | 4.8453 | 0 | 0 | -1.3408 | 0 | 0 | 49.9794 | 0 | 0 | 0 | C | 1
09094905_09094906 | 0 | 0 | 0 | 0 | 0 | 0 | 4.8453 | 0 | 0 | -1.3408 | 0 | 0 | 49.9794 | 0 | 0 | 0 | C | 1
09094906_09094907 | 0 | 0 | 0 | 1 | 0 | 0 | 2.4211 | 0 | 0 | -0.66997 | 0 | 0 | 24.9736 | 0 | 0 | 0 | C | 1
090950_09095021 | 0 | 0.333 | 0.333 | 0.333 | 2.4211 | 2.4211 | 2.4211 | -0.66997 | -0.66997 | -0.66997 | 24.9736 | 24.9736 | 24.9736 | 0 | 0 | 0 | C | 1
09095001A_09095020 | 0 | 0 | 1 | 1 | 0 | 0.47888 | 0.47888 | 0 | -0.13252 | -0.13252 | 0 | 4.9396 | 4.9396 | 0 | 0 | 0 | C | 1
09095002_09095003 | 0 | 0 | 2 | 1 | 0 | 0.73168 | 0.73168 | 0 | -0.20247 | -0.20247 | 0 | 7.5472 | 7.5472 | 0 | 0 | 0 | C | 1
09095006_09095007 | 0 | 1 | 1 | 0 | 1.2106 | 1.2106 | 0 | -0.33499 | -0.33499 | 0 | 12.4868 | 12.4868 | 0 | 0 | 0 | 0 | C | 1
09095006_09095009 | 0 | 0.5 | 0 | 0.5 | 0.47888 | 0 | 0.47888 | -0.13252 | 0 | -0.13252 | 4.9396 | 0 | 4.9396 | 0 | 0 | 0 | C | 1
09095006_09095018 | 0 | 0.5 | 0 | 0.5 | 2.4211 | 0 | 2.4211 | -0.66997 | 0 | -0.66997 | 24.9736 | 0 | 24.9736 | 0 | 0 | 0 | C | 1
09095007_09095008 | 0 | 0.667 | 0.667 | 0.667 | 0.64846 | 0.64846 | 0.64846 | -0.17944 | -0.17944 | -0.17944 | 6.6888 | 6.6888 | 6.6888 | 0 | 0 | 0 | C | 1
09095009_09095010 | 0 | 0.333 | 0.333 | 0.333 | 1.6196 | 1.6196 | 1.6196 | -0.44817 | -0.44817 | -0.44817 | 16.7057 | 16.7057 | 16.7057 | 0 | 0 | 0 | C | 1
09095012_09095013 | 0 | 0 | 1 | 1 | 0 | 0.47888 | 0.47888 | 0 | -0.13252 | -0.13252 | 0 | 4.9396 | 4.9396 | 0 | 0 | 0 | C | 1
09095014_09095015 | 0 | 0.667 | 0.667 | 0.667 | 1.6196 | 1.6196 | 1.6196 | -0.44817 | -0.44817 | -0.44817 | 16.7057 | 16.7057 | 16.7057 | 0 | 0 | 0 | C | 1
09095016_09095017 | 0 | 1 | 1 | 0 | 0.47888 | 0.47888 | 0 | -0.13252 | -0.13252 | 0 | 4.9396 | 4.9396 | 0 | 0 | 0 | 0 | C | 1
09095018_09095019 | 0 | 0.5 | 0 | 0.5 | 0.47888 | 0 | 0.47888 | -0.13252 | 0 | -0.13252 | 4.9396 | 0 | 4.9396 | 0 | 0 | 0 | C | 1
090951_09095101 | 0 | 0.5 | 0 | 0.5 | 1.2106 | 0 | 1.2106 | -0.33499 | 0 | -0.33499 | 12.4868 | 0 | 12.4868 | 0 | 0 | 0 | C | 1
09095103_09095104 | 0 | 1 | 1 | 1 | 1.4582 | 1.4582 | 1.4582 | -0.40353 | -0.40353 | -0.40353 | 15.0416 | 15.0416 | 15.0416 | 0 | 0 | 0 | C | 1
09095105_09095112 | 0 | 1 | 1 | 0 | 0.73168 | 0.73168 | 0 | -0.20247 | -0.20247 | 0 | 7.5472 | 7.5472 | 0 | 0 | 0 | 0 | C | 1
09095106_09095107 | 0 | 0.5 | 0.5 | 0 | 1.2106 | 1.2106 | 0 | -0.33499 | -0.33499 | 0 | 12.4868 | 12.4868 | 0 | 0 | 0 | 0 | C | 1
09095108_09095109 | 0 | 1 | 1 | 0 | 1.2106 | 1.2106 | 0 | -0.33499 | -0.33499 | 0 | 12.4868 | 12.4868 | 0 | 0 | 0 | 0 | C | 1
09095110_09095111 | 0 | 0.5 | 0.5 | 0 | 1.2106 | 1.2106 | 0 | -0.33499 | -0.33499 | 0 | 12.4868 | 12.4868 | 0 | 0 | 0 | 0 | C | 1
090952_09095206 | 0 | 0.5 | 0.5 | 0 | 1.2106 | 1.2106 | 0 | -0.33499 | -0.33499 | 0 | 12.4868 | 12.4868 | 0 | 0 | 0 | 0 | C | 1
09095202_09095203 | 0 | 1 | 0 | 1 | 1.2106 | 0 | 1.2106 | -0.33499 | 0 | -0.33499 | 12.4868 | 0 | 12.4868 | 0 | 0 | 0 | C | 1
09095204_09095205 | 0 | 2 | 1 | 1 | 1.1246 | 1.1246 | 1.1246 | -0.3112 | -0.3112 | -0.3112 | 11.6 | 11.6 | 11.6 | 0 | 0 | 0 | C | 1
09095301_09095302 | 0 | 2 | 0 | 1 | 1.2106 | 0 | 1.2106 | -0.33499 | 0 | -0.33499 | 12.4868 | 0 | 12.4868 | 0 | 0 | 0 | C | 1
09095401_09095402 | 0 | 2 | 0 | 2 | 1.2106 | 0 | 1.2106 | -0.33499 | 0 | -0.33499 | 12.4868 | 0 | 12.4868 | 0 | 0 | 0 | C | 1
09095404_09095405 | 0 | 2 | 2 | 2 | 2.4237 | 2.4237 | 2.4237 | -0.67068 | -0.67068 | -0.67068 | 25 | 25 | 25 | 0 | 0 | 0 | C | 1
09095407_09095408 | 0 | 1 | 0 | 1 | 1.2106 | 0 | 1.2106 | -0.33499 | 0 | -0.33499 | 12.4868 | 0 | 12.4868 | 0 | 0 | 0 | C | 1
09095408_09095409 | 0 | 1 | 0 | 1 | 1.2106 | 0 | 1.2106 | -0.33499 | 0 | -0.33499 | 12.4868 | 0 | 12.4868 | 0 | 0 | 0 | C | 1
09095410_09095411 | 0 | 1 | 1 | 0 | 0.47888 | 0.47888 | 0 | -0.13252 | -0.13252 | 0 | 4.9396 | 4.9396 | 0 | 0 | 0 | 0 | C | 1
09095411_09095412 | 0 | 0.333 | 0.333 | 0.333 | 4.8453 | 4.8453 | 4.8453 | -1.3408 | -1.3408 | -1.3408 | 49.9794 | 49.9794 | 49.9794 | 0 | 0 | 0 | C | 1
09095412_09095413 | 0 | 0.5 | 0 | 0.5 | 1.2106 | 0 | 1.2106 | -0.33499 | 0 | -0.33499 | 12.4868 | 0 | 12.4868 | 0 | 0 | 0 | C | 1
09095414_09095416 | 0 | 3 | 0 | 2 | 1.2106 | 0 | 1.2106 | -0.33499 | 0 | -0.33499 | 12.4868 | 0 | 12.4868 | 0 | 0 | 0 | C | 1
09095414A_09095415 | 0 | 0 | 2 | 0 | 0 | 4.8473 | 0 | 0 | -1.3414 | 0 | 0 | 50 | 0 | 0 | 0 | 0 | C | 1
09095417_09095420 | 0 | 1 | 1 | 0 | 1.2106 | 1.2106 | 0 | -0.33499 | -0.33499 | 0 | 12.4868 | 12.4868 | 0 | 0 | 0 | 0 | C | 1
09095418_09095419 | 0 | 0 | 2 | 1 | 0 | 1.2106 | 1.2106 | 0 | -0.33499 | -0.33499 | 0 | 12.4868 | 12.4868 | 0 | 0 | 0 | C | 1
09095421_09095422 | 0 | 0.5 | 0.5 | 0 | 0.47888 | 0.47888 | 0 | -0.13252 | -0.13252 | 0 | 4.9396 | 4.9396 | 0 | 0 | 0 | 0 | C | 1
09095421_09095425 | 0 | 2 | 1 | 0 | 1.2106 | 1.2106 | 0 | -0.33499 | -0.33499 | 0 | 12.4868 | 12.4868 | 0 | 0 | 0 | 0 | C | 1
09095423_09095424 | 0 | 0.5 | 0.5 | 0 | 1.2118 | 1.2118 | 0 | -0.33534 | -0.33534 | 0 | 12.5 | 12.5 | 0 | 0 | 0 | 0 | C | 1
09095425_09095426 | 0 | 0.5 | 0.5 | 0 | 0.47888 | 0.47888 | 0 | -0.13252 | -0.13252 | 0 | 4.9396 | 4.9396 | 0 | 0 | 0 | 0 | C | 1
09095426_09095427 | 0 | 0 | 0 | 0 | 2.4211 | 2.4211 | 2.4211 | -0.66997 | -0.66997 | -0.66997 | 24.9736 | 24.9736 | 24.9736 | 0 | 0 | 0 | C | 1
09095428_09095429 | 0 | 0.5 | 0.5 | 0 | 1.2106 | 1.2106 | 0 | -0.33499 | -0.33499 | 0 | 12.4868 | 12.4868 | 0 | 0 | 0 | 0 | C | 1
09095428A_09095454 | 0 | 0 | 0.5 | 0.5 | 0 | 1.2106 | 1.2106 | 0 | -0.33499 | -0.33499 | 0 | 12.4868 | 12.4868 | 0 | 0 | 0 | C | 1
09095430_09095445 | 0 | 0.5 | 0 | 0.5 | 1.2106 | 0 | 1.2106 | -0.33499 | 0 | -0.33499 | 12.4868 | 0 | 12.4868 | 0 | 0 | 0 | C | 1
09095431_09095432 | 0 | 0 | 0 | 0 | 0.47888 | 0.47888 | 0 | -0.13252 | -0.13252 | 0 | 4.9396 | 4.9396 | 0 | 0 | 0 | 0 | C | 1
09095434_09095435 | 0 | 0 | 0.5 | 0.5 | 0 | 1.2106 | 1.2106 | 0 | -0.33499 | -0.33499 | 0 | 12.4868 | 12.4868 | 0 | 0 | 0 | C | 1
09095436_09095437 | 0 | 0 | 1 | 1 | 0 | 1.2106 | 1.2106 | 0 | -0.33499 | -0.33499 | 0 | 12.4868 | 12.4868 | 0 | 0 | 0 | C | 1
09095438_09095439 | 0 | 0.333 | 0.333 | 0.333 | 1.4582 | 1.4582 | 1.4582 | -0.40353 | -0.40353 | -0.40353 | 15.0416 | 15.0416 | 15.0416 | 0 | 0 | 0 | C | 1
09095438_09095441 | 0 | 0.5 | 0.5 | 0 | 1.2106 | 1.2106 | 0 | -0.33499 | -0.33499 | 0 | 12.4868 | 12.4868 | 0 | 0 | 0 | 0 | C | 1
09095438_09095444 | 0 | 0.333 | 0.333 | 0.333 | 0.97112 | 0.97112 | 0.97112 | -0.26873 | -0.26873 | -0.26873 | 10.017 | 10.017 | 10.017 | 0 | 0 | 0 | C | 1
09095439_09095440 | 0 | 0.5 | 0 | 0.5 | 1.2106 | 0 | 1.2106 | -0.33499 | 0 | -0.33499 | 12.4868 | 0 | 12.4868 | 0 | 0 | 0 | C | 1
09095442_09095443 | 0 | 0.5 | 0.5 | 0 | 0.47888 | 0.47888 | 0 | -0.13252 | -0.13252 | 0 | 4.9396 | 4.9396 | 0 | 0 | 0 | 0 | C | 1
09095445_09095446 | 0 | 0.5 | 0 | 0.5 | 1.2106 | 0 | 1.2106 | -0.33499 | 0 | -0.33499 | 12.4868 | 0 | 12.4868 | 0 | 0 | 0 | C | 1
09095446_09095447 | 0 | 2 | 0 | 2 | 1.2106 | 0 | 1.2106 | -0.33499 | 0 | -0.33499 | 12.4868 | 0 | 12.4868 | 0 | 0 | 0 | C | 1
09095447_09095448 | 0 | 0.5 | 0 | 0.5 | 0.73168 | 0 | 0.73168 | -0.20247 | 0 | -0.20247 | 7.5472 | 0 | 7.5472 | 0 | 0 | 0 | C | 1
09095449_09095450 | 0 | 0.5 | 0 | 0.5 | 1.2106 | 0 | 1.2106 | -0.33499 | 0 | -0.33499 | 12.4868 | 0 | 12.4868 | 0 | 0 | 0 | C | 1
09095452_09095453 | 0 | 0.5 | 0 | 0.5 | 1.2106 | 0 | 1.2106 | -0.33499 | 0 | -0.33499 | 12.4868 | 0 | 12.4868 | 0 | 0 | 0 | C | 1
09095454_09095455 | 0 | 0 | 2 | 1 | 0 | 1.2106 | 1.2106 | 0 | -0.33499 | -0.33499 | 0 | 12.4868 | 12.4868 | 0 | 0 | 0 | C | 1
09095457_09095458 | 0 | 0.5 | 0 | 0.5 | 0.7271 | 0 | 0.7271 | -0.2012 | 0 | -0.2012 | 7.5 | 0 | 7.5 | 0 | 0 | 0 | C | 1
09095462_09095463 | 0 | 1 | 1 | 0 | 1.2106 | 1.2106 | 0 | -0.33499 | -0.33499 | 0 | 12.4868 | 12.4868 | 0 | 0 | 0 | 0 | C | 1
09095467_09095468 | 0 | 1 | 1 | 0 | 0.47888 | 0.47888 | 0 | -0.13252 | -0.13252 | 0 | 4.9396 | 4.9396 | 0 | 0 | 0 | 0 | C | 1
09095468_09095469 | 0 | 0.5 | 0.5 | 0 | 0.47888 | 0.47888 | 0 | -0.13252 | -0.13252 | 0 | 4.9396 | 4.9396 | 0 | 0 | 0 | 0 | C | 1
09095471_09095472 | 0 | 0.5 | 0.5 | 0 | 1.2106 | 1.2106 | 0 | -0.33499 | -0.33499 | 0 | 12.4868 | 12.4868 | 0 | 0 | 0 | 0 | C | 1
09095474_09095475 | 0 | 0 | 0.5 | 0.5 | 0 | 1.2106 | 1.2106 | 0 | -0.33499 | -0.33499 | 0 | 12.4868 | 12.4868 | 0 | 0 | 0 | C | 1
09095474_09095476 | 0 | 0 | 0.5 | 0.5 | 0 | 2.4211 | 2.4211 | 0 | -0.66997 | -0.66997 | 0 | 24.9736 | 24.9736 | 0 | 0 | 0 | C | 1
09095474_09095478 | 0 | 0 | 0.5 | 0.5 | 0 | 1.2106 | 1.2106 | 0 | -0.33499 | -0.33499 | 0 | 12.4868 | 12.4868 | 0 | 0 | 0 | C | 1
09095476_09095477 | 0 | 0 | 2 | 1 | 0 | 2.4211 | 2.4211 | 0 | -0.66997 | -0.66997 | 0 | 24.9736 | 24.9736 | 0 | 0 | 0 | C | 1
09095479_09095480 | 0 | 0.5 | 0 | 0.5 | 1.2106 | 0 | 1.2106 | -0.33499 | 0 | -0.33499 | 12.4868 | 0 | 12.4868 | 0 | 0 | 0 | C | 1
09095479_09095489 | 0 | 0.5 | 0.5 | 0 | 1.2106 | 1.2106 | 0 | -0.33499 | -0.33499 | 0 | 12.4868 | 12.4868 | 0 | 0 | 0 | 0 | C | 1
09095481_09095482 | 0 | 0 | 0 | 0 | 2.4211 | 2.4211 | 2.4211 | -0.66997 | -0.66997 | -0.66997 | 24.9736 | 24.9736 | 24.9736 | 0 | 0 | 0 | C | 1
09095482_09095483 | 0 | 0 | 1 | 1 | 0 | 1.2106 | 1.2106 | 0 | -0.33499 | -0.33499 | 0 | 12.4868 | 12.4868 | 0 | 0 | 0 | C | 1
09095485_09095488 | 0 | 0.5 | 0.5 | 0 | 1.2106 | 1.2106 | 0 | -0.33499 | -0.33499 | 0 | 12.4868 | 12.4868 | 0 | 0 | 0 | 0 | C | 1
09095486_09095487 | 0 | 0.333 | 0.333 | 0.333 | 2.4211 | 2.4211 | 2.4211 | -0.66997 | -0.66997 | -0.66997 | 24.9736 | 24.9736 | 24.9736 | 0 | 0 | 0 | C | 1
09095490A_09095491 | 0 | 1 | 0 | 1 | 2.4211 | 0 | 2.4211 | -0.66997 | 0 | -0.66997 | 24.9736 | 0 | 24.9736 | 0 | 0 | 0 | C | 1
09095491_09095492 | 0 | 0.5 | 0 | 0.5 | 1.2106 | 0 | 1.2106 | -0.33499 | 0 | -0.33499 | 12.4868 | 0 | 12.4868 | 0 | 0 | 0 | C | 1
09095497_09095498 | 0 | 2 | 1 | 0 | 1.2106 | 1.2106 | 0 | -0.33499 | -0.33499 | 0 | 12.4868 | 12.4868 | 0 | 0 | 0 | 0 | C | 1
09095499_09095500 | 0 | 0.5 | 0.5 | 0 | 1.2106 | 1.2106 | 0 | -0.33499 | -0.33499 | 0 | 12.4868 | 12.4868 | 0 | 0 | 0 | 0 | C | 1
090958_090959 | 0 | 0.5 | 0 | 0.5 | 1.2106 | 0 | 1.2106 | -0.33499 | 0 | -0.33499 | 12.4868 | 0 | 12.4868 | 0 | 0 | 0 | C | 1
090959_090960 | 0 | 0 | 0 | 0 | 0.47888 | 0 | 0.47888 | -0.13252 | 0 | -0.13252 | 4.9396 | 0 | 4.9396 | 0 | 0 | 0 | C | 1
090962_09096201 | 0 | 1 | 1 | 1 | 0.97112 | 0.97112 | 0.97112 | -0.26873 | -0.26873 | -0.26873 | 10.017 | 10.017 | 10.017 | 0 | 0 | 0 | C | 1
090962_090963 | 0 | 0.5 | 0 | 0.5 | 0.23944 | 0 | 0.23944 | -0.066258 | 0 | -0.066258 | 2.4698 | 0 | 2.4698 | 0 | 0 | 0 | C | 1
090963_090964 | 0 | 1 | 0 | 1 | 1.2106 | 0 | 1.2106 | -0.33499 | 0 | -0.33499 | 12.4868 | 0 | 12.4868 | 0 | 0 | 0 | C | 1
090965_090966 | 0 | 0 | 0 | 0 | 0.97112 | 0.97112 | 0.97112 | -0.26873 | -0.26873 | -0.26873 | 10.017 | 10.017 | 10.017 | 0 | 0 | 0 | C | 1
09096501_09096502 | 0 | 0.333 | 0.333 | 0.333 | 1.2887 | 1.2887 | 1.2887 | -0.3566 | -0.3566 | -0.3566 | 13.2925 | 13.2925 | 13.2925 | 0 | 0 | 0 | C | 1
09096504_09096505 | 0 | 0.5 | 0.5 | 0 | 2.4211 | 2.4211 | 0 | -0.66997 | -0.66997 | 0 | 24.9736 | 24.9736 | 0 | 0 | 0 | 0 | C | 1
09096505_09096506 | 0 | 0 | 0 | 0 | 0.47888 | 0.47888 | 0 | -0.13252 | -0.13252 | 0 | 4.9396 | 4.9396 | 0 | 0 | 0 | 0 | C | 1
09096507_09096508 | 0 | 0 | 0 | 0 | 1.2106 | 1.2106 | 0 | -0.33499 | -0.33499 | 0 | 12.4868 | 12.4868 | 0 | 0 | 0 | 0 | C | 1
09096509_09096510 | 0 | 0.5 | 0 | 0.5 | 1.2106 | 0 | 1.2106 | -0.33499 | 0 | -0.33499 | 12.4868 | 0 | 12.4868 | 0 | 0 | 0 | C | 1
09096510_09096511 | 0 | 1 | 1 | 1 | 1.1273 | 1.1273 | 1.1273 | -0.31196 | -0.31196 | -0.31196 | 11.6284 | 11.6284 | 11.6284 | 0 | 0 | 0 | C | 1
090966_090967 | 0 | 0 | 0 | 0 | 4.8453 | 4.8453 | 4.8453 | -1.3408 | -1.3408 | -1.3408 | 49.9794 | 49.9794 | 49.9794 | 0 | 0 | 0 | C | 1
09096802_09096803 | 0 | 1 | 0 | 1 | 0.47888 | 0 | 0.47888 | -0.13252 | 0 | -0.13252 | 4.9396 | 0 | 4.9396 | 0 | 0 | 0 | C | 1
09096806_09096807 | 0 | 1 | 1 | 0 | 0.47504 | 0.47504 | 0 | -0.13145 | -0.13145 | 0 | 4.9 | 4.9 | 0 | 0 | 0 | 0 | C | 1
09096809_09096810 | 0 | 1 | 1 | 0 | 2.4211 | 2.4211 | 0 | -0.66997 | -0.66997 | 0 | 24.9736 | 24.9736 | 0 | 0 | 0 | 0 | C | 1
090968A_09096801 | 0 | 0 | 0 | 0 | 1.2106 | 0 | 1.2106 | -0.33499 | 0 | -0.33499 | 12.4868 | 0 | 12.4868 | 0 | 0 | 0 | C | 1
09096A_09097 | 0 | 1 | 0 | 1 | 0.47888 | 0 | 0.47888 | -0.13252 | 0 | -0.13252 | 4.9396 | 0 | 4.9396 | 0 | 0 | 0 | C | 1
090971A_09097101 | 0 | 0 | 0 | 0 | 2.4211 | 2.4211 | 2.4211 | -0.66997 | -0.66997 | -0.66997 | 24.9736 | 24.9736 | 24.9736 | 0 | 0 | 0 | C | 1
09097303_09097304 | 0 | 0.5 | 0.5 | 0 | 1.2106 | 1.2106 | 0 | -0.33499 | -0.33499 | 0 | 12.4868 | 12.4868 | 0 | 0 | 0 | 0 | C | 1
09097308_09097309 | 0 | 2 | 0 | 1 | 3.1477 | 0 | 3.1477 | -0.87103 | 0 | -0.87103 | 32.468 | 0 | 32.468 | 0 | 0 | 0 | C | 1
09097310_09097311 | 0 | 0.333 | 0.333 | 0.333 | 4.0356 | 4.0356 | 4.0356 | -1.1167 | -1.1167 | -1.1167 | 41.6266 | 41.6266 | 41.6266 | 0 | 0 | 0 | C | 1
09097312_09097313 | 0 | 0.333 | 0.333 | 0.333 | 5.6551 | 5.6551 | 5.6551 | -1.5649 | -1.5649 | -1.5649 | 58.3322 | 58.3322 | 58.3322 | 0 | 0 | 0 | C | 1
09097316_09097317 | 0 | 0.667 | 0.667 | 0.667 | 2.4211 | 2.4211 | 2.4211 | -0.66997 | -0.66997 | -0.66997 | 24.9736 | 24.9736 | 24.9736 | 0 | 0 | 0 | C | 1
09097318_09097319 | 0 | 0 | 0.5 | 0.5 | 0 | 1.2106 | 1.2106 | 0 | -0.33499 | -0.33499 | 0 | 12.4868 | 12.4868 | 0 | 0 | 0 | C | 1
09097320_09097321 | 0 | 0.333 | 0.333 | 0.333 | 2.4211 | 2.4211 | 2.4211 | -0.66997 | -0.66997 | -0.66997 | 24.9736 | 24.9736 | 24.9736 | 0 | 0 | 0 | C | 1
09097403_09097404 | 0 | 0 | 2 | 1 | 0 | 1.2106 | 1.2106 | 0 | -0.33499 | -0.33499 | 0 | 12.4868 | 12.4868 | 0 | 0 | 0 | C | 1
09097407A_09097408 | 0 | 0 | 2 | 1 | 0 | 0.73168 | 0.73168 | 0 | -0.20247 | -0.20247 | 0 | 7.5472 | 7.5472 | 0 | 0 | 0 | C | 1
09097407A_09097426 | 0 | 0 | 1 | 1 | 0 | 1.2106 | 1.2106 | 0 | -0.33499 | -0.33499 | 0 | 12.4868 | 12.4868 | 0 | 0 | 0 | C | 1
09097409_09097410 | 0 | 0 | 4 | 4 | 0 | 1.2106 | 1.2106 | 0 | -0.33499 | -0.33499 | 0 | 12.4868 | 12.4868 | 0 | 0 | 0 | C | 1
09097409_09097424 | 0 | 0 | 0 | 0 | 0 | 0.47888 | 0.47888 | 0 | -0.13252 | -0.13252 | 0 | 4.9396 | 4.9396 | 0 | 0 | 0 | C | 1
09097411_09097412 | 0 | 0 | 2 | 1 | 0 | 0.73168 | 0.73168 | 0 | -0.20247 | -0.20247 | 0 | 7.5472 | 7.5472 | 0 | 0 | 0 | C | 1
09097413_09097416 | 0 | 0 | 1 | 1 | 0 | 1.2106 | 1.2106 | 0 | -0.33499 | -0.33499 | 0 | 12.4868 | 12.4868 | 0 | 0 | 0 | C | 1
09097414_09097415 | 0 | 0 | 3 | 3 | 0 | 1.2106 | 1.2106 | 0 | -0.33499 | -0.33499 | 0 | 12.4868 | 12.4868 | 0 | 0 | 0 | C | 1
09097417_09097418 | 0 | 0 | 0.5 | 0.5 | 0 | 0.47504 | 0.47504 | 0 | -0.13145 | -0.13145 | 0 | 4.9 | 4.9 | 0 | 0 | 0 | C | 1
09097418_09097419 | 0 | 0 | 0.5 | 0.5 | 0 | 1.2106 | 1.2106 | 0 | -0.33499 | -0.33499 | 0 | 12.4868 | 12.4868 | 0 | 0 | 0 | C | 1
09097420_09097421 | 0 | 0 | 0.5 | 0.5 | 0 | 1.2106 | 1.2106 | 0 | -0.33499 | -0.33499 | 0 | 12.4868 | 12.4868 | 0 | 0 | 0 | C | 1
09097422_09097423 | 0 | 0 | 0.5 | 0.5 | 0 | 1.2106 | 1.2106 | 0 | -0.33499 | -0.33499 | 0 | 12.4868 | 12.4868 | 0 | 0 | 0 | C | 1
09097424_09097425 | 0 | 0 | 0 | 0 | 0 | 0.23944 | 0.23944 | 0 | -0.066258 | -0.066258 | 0 | 2.4698 | 2.4698 | 0 | 0 | 0 | C | 1
09097431_09097432 | 0 | 0 | 5 | 5 | 0 | 2.4211 | 2.4211 | 0 | -0.66997 | -0.66997 | 0 | 24.9736 | 24.9736 | 0 | 0 | 0 | C | 1
09097432_09097433 | 0 | 0 | 2 | 1 | 0 | 2.4211 | 2.4211 | 0 | -0.66997 | -0.66997 | 0 | 24.9736 | 24.9736 | 0 | 0 | 0 | C | 1
09097901_09097902 | 0 | 4 | 0 | 0 | 2.4211 | 0 | 0 | -0.66997 | 0 | 0 | 24.9736 | 0 | 0 | 0 | 0 | 0 | C | 1
09097901_09097903 | 0 | 7 | 0 | 0 | 2.4211 | 0 | 0 | -0.66997 | 0 | 0 | 24.9736 | 0 | 0 | 0 | 0 | 0 | C | 1
09098_0909804 | 0 | 2 | 1 | 1 | 0.97112 | 0.97112 | 0.97112 | -0.26873 | -0.26873 | -0.26873 | 10.017 | 10.017 | 10.017 | 0 | 0 | 0 | C | 1
09098001_09098002 | 0 | 5 | 0 | 0 | 2.4211 | 0 | 0 | -0.66997 | 0 | 0 | 24.9736 | 0 | 0 | 0 | 0 | 0 | C | 1
0909802_0909803 | 0 | 0.5 | 0 | 0.5 | 0.73168 | 0 | 0.73168 | -0.20247 | 0 | -0.20247 | 7.5472 | 0 | 7.5472 | 0 | 0 | 0 | C | 1
0909807_0909808 | 0 | 0.333 | 0.333 | 0.333 | 0.97112 | 0.97112 | 0.97112 | -0.26873 | -0.26873 | -0.26873 | 10.017 | 10.017 | 10.017 | 0 | 0 | 0 | C | 1
0909810_0909811 | 0 | 0 | 2 | 1 | 0 | 1.2106 | 1.2106 | 0 | -0.33499 | -0.33499 | 0 | 12.4868 | 12.4868 | 0 | 0 | 0 | C | 1
09098101_09098102 | 0 | 0 | 0 | 8 | 0 | 0 | 2.4211 | 0 | 0 | -0.66997 | 0 | 0 | 24.9736 | 0 | 0 | 0 | C | 1
09098101_09098103 | 0 | 0 | 0 | 5 | 0 | 0 | 2.4211 | 0 | 0 | -0.66997 | 0 | 0 | 24.9736 | 0 | 0 | 0 | C | 1
0909812_0909813 | 0 | 0.5 | 0.5 | 0 | 1.2106 | 1.2106 | 0 | -0.33499 | -0.33499 | 0 | 12.4868 | 12.4868 | 0 | 0 | 0 | 0 | C | 1
0909813_0909814 | 0 | 2 | 0 | 1 | 1.2106 | 0 | 1.2106 | -0.33499 | 0 | -0.33499 | 12.4868 | 0 | 12.4868 | 0 | 0 | 0 | C | 1
090982A_09098201 | 0 | 0 | 0 | 8 | 0 | 0 | 4.8453 | 0 | 0 | -1.3408 | 0 | 0 | 49.9794 | 0 | 0 | 0 | C | 1
09098602_09098603 | 0 | 3 | 1 | 1 | 7.2747 | 7.2747 | 7.2747 | -2.0131 | -2.0131 | -2.0131 | 75.0379 | 75.0379 | 75.0379 | 0 | 0 | 0 | C | 1
09098602_09098604 | 0 | 0.333 | 0.333 | 0.333 | 7.2747 | 7.2747 | 7.2747 | -2.0131 | -2.0131 | -2.0131 | 75.0379 | 75.0379 | 75.0379 | 0 | 0 | 0 | C | 1
09099_090910 | 0 | 0 | 1 | 1 | 0 | 0.73168 | 0.73168 | 0 | -0.20247 | -0.20247 | 0 | 7.5472 | 7.5472 | 0 | 0 | 0 | C | 1
09099401A_09099402 | 0 | 0 | 1 | 1 | 0 | 1.2118 | 1.2118 | 0 | -0.33534 | -0.33534 | 0 | 12.5 | 12.5 | 0 | 0 | 0 | C | 1
09099403_09099487 | 0 | 2 | 0 | 1 | 1.2106 | 0 | 1.2106 | -0.33499 | 0 | -0.33499 | 12.4868 | 0 | 12.4868 | 0 | 0 | 0 | C | 1
09099404_09099405 | 0 | 0 | 0 | 0 | 0 | 0.73168 | 0.73168 | 0 | -0.20247 | -0.20247 | 0 | 7.5472 | 7.5472 | 0 | 0 | 0 | C | 1
09099404_09099485 | 0 | 0 | 0 | 0 | 0 | 1.2106 | 1.2106 | 0 | -0.33499 | -0.33499 | 0 | 12.4868 | 12.4868 | 0 | 0 | 0 | C | 1
09099407_09099408 | 0 | 0.333 | 0.333 | 0.333 | 2.4211 | 2.4211 | 2.4211 | -0.66997 | -0.66997 | -0.66997 | 24.9736 | 24.9736 | 24.9736 | 0 | 0 | 0 | C | 1
09099410_09099411 | 0 | 0.333 | 0.333 | 0.333 | 0.97112 | 0.97112 | 0.97112 | -0.26873 | -0.26873 | -0.26873 | 10.017 | 10.017 | 10.017 | 0 | 0 | 0 | C | 1
09099410_09099436 | 0 | 0.667 | 0.667 | 0.667 | 1.4582 | 1.4582 | 1.4582 | -0.40353 | -0.40353 | -0.40353 | 15.0416 | 15.0416 | 15.0416 | 0 | 0 | 0 | C | 1
09099413_09099414 | 0 | 0 | 0 | 0 | 2.4211 | 2.4211 | 2.4211 | -0.66997 | -0.66997 | -0.66997 | 24.9736 | 24.9736 | 24.9736 | 0 | 0 | 0 | C | 1
09099420_09099421 | 0 | 0.667 | 0.667 | 0.667 | 2.4211 | 2.4211 | 2.4211 | -0.66997 | -0.66997 | -0.66997 | 24.9736 | 24.9736 | 24.9736 | 0 | 0 | 0 | C | 1
09099429_09099430 | 0 | 0 | 0 | 0 | 4.8453 | 4.8453 | 4.8453 | -1.3408 | -1.3408 | -1.3408 | 49.9794 | 49.9794 | 49.9794 | 0 | 0 | 0 | C | 1
09099431_09099432 | 0 | 1 | 1 | 1 | 2.4211 | 2.4211 | 2.4211 | -0.66997 | -0.66997 | -0.66997 | 24.9736 | 24.9736 | 24.9736 | 0 | 0 | 0 | C | 1
09099434_09099435 | 0 | 0.5 | 0 | 0.5 | 0.73168 | 0 | 0.73168 | -0.20247 | 0 | -0.20247 | 7.5472 | 0 | 7.5472 | 0 | 0 | 0 | C | 1
09099439_09099440 | 0 | 0 | 0 | 0 | 0 | 0.47888 | 0.47888 | 0 | -0.13252 | -0.13252 | 0 | 4.9396 | 4.9396 | 0 | 0 | 0 | C | 1
09099441_09099476 | 0 | 0 | 0 | 0 | 1.4582 | 1.4582 | 1.4582 | -0.40353 | -0.40353 | -0.40353 | 15.0416 | 15.0416 | 15.0416 | 0 | 0 | 0 | C | 1
09099446_09099447 | 0 | 1 | 1 | 0 | 1.2106 | 1.2106 | 0 | -0.33499 | -0.33499 | 0 | 12.4868 | 12.4868 | 0 | 0 | 0 | 0 | C | 1
09099448_09099449 | 0 | 0 | 0 | 0 | 1.2106 | 1.2106 | 0 | -0.33499 | -0.33499 | 0 | 12.4868 | 12.4868 | 0 | 0 | 0 | 0 | C | 1
09099450_09099451 | 0 | 1 | 1 | 0 | 0.73168 | 0.73168 | 0 | -0.20247 | -0.20247 | 0 | 7.5472 | 7.5472 | 0 | 0 | 0 | 0 | C | 1
09099451_09099452 | 0 | 0 | 0 | 0 | 1.2106 | 1.2106 | 0 | -0.33499 | -0.33499 | 0 | 12.4868 | 12.4868 | 0 | 0 | 0 | 0 | C | 1
09099453_09099454 | 0 | 0.5 | 0.5 | 0 | 1.2106 | 1.2106 | 0 | -0.33499 | -0.33499 | 0 | 12.4868 | 12.4868 | 0 | 0 | 0 | 0 | C | 1
09099457_09099458 | 0 | 0.5 | 0.5 | 0 | 1.2106 | 1.2106 | 0 | -0.33499 | -0.33499 | 0 | 12.4868 | 12.4868 | 0 | 0 | 0 | 0 | C | 1
09099459_09099460 | 0 | 3 | 3 | 0 | 2.4211 | 2.4211 | 0 | -0.66997 | -0.66997 | 0 | 24.9736 | 24.9736 | 0 | 0 | 0 | 0 | C | 1
09099461_09099462 | 0 | 0.5 | 0.5 | 0 | 1.2106 | 1.2106 | 0 | -0.33499 | -0.33499 | 0 | 12.4868 | 12.4868 | 0 | 0 | 0 | 0 | C | 1
09099464_09099465 | 0 | 1 | 1 | 0 | 1.2106 | 1.2106 | 0 | -0.33499 | -0.33499 | 0 | 12.4868 | 12.4868 | 0 | 0 | 0 | 0 | C | 1
09099466_09099467 | 0 | 0 | 0 | 0 | 1.2106 | 1.2106 | 0 | -0.33499 | -0.33499 | 0 | 12.4868 | 12.4868 | 0 | 0 | 0 | 0 | C | 1
09099469_09099474 | 0 | 0 | 0 | 0 | 0.47888 | 0.47888 | 0 | -0.13252 | -0.13252 | 0 | 4.9396 | 4.9396 | 0 | 0 | 0 | 0 | C | 1
09099470_09099471 | 0 | 2 | 2 | 0 | 1.2106 | 1.2106 | 0 | -0.33499 | -0.33499 | 0 | 12.4868 | 12.4868 | 0 | 0 | 0 | 0 | C | 1
09099472_09099473 | 0 | 0.5 | 0.5 | 0 | 0.73168 | 0.73168 | 0 | -0.20247 | -0.20247 | 0 | 7.5472 | 7.5472 | 0 | 0 | 0 | 0 | C | 1
09099474_09099475 | 0 | 0 | 0 | 0 | 1.2106 | 1.2106 | 0 | -0.33499 | -0.33499 | 0 | 12.4868 | 12.4868 | 0 | 0 | 0 | 0 | C | 1
09099479_09099481 | 0 | 0.5 | 0 | 0.5 | 0.73168 | 0 | 0.73168 | -0.20247 | 0 | -0.20247 | 7.5472 | 0 | 7.5472 | 0 | 0 | 0 | C | 1
09099483_09099484 | 0 | 1 | 0 | 1 | 1.2106 | 0 | 1.2106 | -0.33499 | 0 | -0.33499 | 12.4868 | 0 | 12.4868 | 0 | 0 | 0 | C | 1
09099485_09099486 | 0 | 0 | 4 | 4 | 0 | 1.2106 | 1.2106 | 0 | -0.33499 | -0.33499 | 0 | 12.4868 | 12.4868 | 0 | 0 | 0 | C | 1
09099487_09099488 | 0 | 1 | 0 | 1 | 2.4211 | 0 | 2.4211 | -0.66997 | 0 | -0.66997 | 24.9736 | 0 | 24.9736 | 0 | 0 | 0 | C | 1
09099701_09099702 | 0 | 1 | 1 | 0 | 1.2106 | 1.2106 | 0 | -0.33499 | -0.33499 | 0 | 12.4868 | 12.4868 | 0 | 0 | 0 | 0 | C | 1
09099702_09099703 | 0 | 1 | 0 | 1 | 1.2106 | 0 | 1.2106 | -0.33499 | 0 | -0.33499 | 12.4868 | 0 | 12.4868 | 0 | 0 | 0 | C | 1
09099706_09099707 | 0 | 2 | 0 | 1 | 1.2106 | 0 | 1.2106 | -0.33499 | 0 | -0.33499 | 12.4868 | 0 | 12.4868 | 0 | 0 | 0 | C | 1
09099708_09099711 | 0 | 0 | 0 | 0 | 0 | 1.2106 | 1.2106 | 0 | -0.33499 | -0.33499 | 0 | 12.4868 | 12.4868 | 0 | 0 | 0 | C | 1
09099709_09099710 | 0 | 2 | 2 | 0 | 0.73168 | 0.73168 | 0 | -0.20247 | -0.20247 | 0 | 7.5472 | 7.5472 | 0 | 0 | 0 | 0 | C | 1
09099714_09099715 | 0 | 0 | 3 | 2 | 0 | 2.4211 | 2.4211 | 0 | -0.66997 | -0.66997 | 0 | 24.9736 | 24.9736 | 0 | 0 | 0 | C | 1
09099715_09099716 | 0 | 0 | 0.5 | 0.5 | 0 | 2.4211 | 2.4211 | 0 | -0.66997 | -0.66997 | 0 | 24.9736 | 24.9736 | 0 | 0 | 0 | C | 1
09099720_09099721 | 0 | 0 | 0.5 | 0.5 | 0 | 0.47888 | 0.47888 | 0 | -0.13252 | -0.13252 | 0 | 4.9396 | 4.9396 | 0 | 0 | 0 | C | 1
09099723_09099724 | 0 | 0 | 1 | 1 | 0 | 1.2106 | 1.2106 | 0 | -0.33499 | -0.33499 | 0 | 12.4868 | 12.4868 | 0 | 0 | 0 | C | 1
FU 09099401_09099401A | 0 | 0 | 2 | 1 | 0 | 0.47888 | 0.47888 | 0 | -0.13252 | -0.13252 | 0 | 4.9396 | 4.9396 | 0 | 0 | 0 | C | 1

## Node
NodeId | X | Y | Description | IsPadMountGear
021637 | 1784121 | 401035 | TS 216-T3-909 | 0
0909 | 1765457 | 388026 | 0909 | 0
09091 | 1765451 | 388250 | PR M120836 (PRMY) | 0
090910 | 1766897 | 387042 | PR Z817058 (PRMY) | 0
0909100 | 1784121 | 401029 | GS 216-T3-909 (DEVC) | 0
0909100B | 1784124.3257 | 401026.7775 | PS 909-14 (DEVC) | 0
0909100C | 1784128.6389 | 401026.6235 | FU CMPT3 (DOWN) | 0
0909100D | 1784119.6905 | 401032.7796 | FU CMPT4 (DOWN) | 0
0909101 | 1783954 | 401511 | PR H123188 (PRMY) | 0
0909102 | 1784154 | 401750 | PR D168098 (PRMY) | 0
0909103 | 1784154 | 401756 | CG CG199999 (DEVC) | 0
0909104 | 1784166 | 401015 | PR D168109 (PRMY) | 0
090911 | 1767233 | 387045 | PR Z12843 (PRMY) | 0
090912 | 1767550 | 387047 | PR Z16470 (PRMY) | 0
090913 | 1767810 | 387046 | PR Z12842 (JNCT) | 0
09091301 | 1767808 | 387083 | PR P311110 (PRMY) | 0
09091302 | 1767814 | 387310 | PR P311111 (PRMY) | 0
090914 | 1767953 | 387050 | PR Z319718 (PRMY) | 0
090915 | 1768143 | 387049 | PR Z12841 (PRMY) | 0
090916 | 1768276 | 387053 | PR P318215 (JNCT) | 0
09091601 | 1768274 | 386959 | PR P318216 (PRMY) | 0
09091602 | 1768271 | 386735 | PR P318217 (PRMY) | 0
09091603 | 1768270 | 386591 | PR P318218 (PRMY) | 0
09091604 | 1768586 | 386474 | PR P318219 (PRMY) | 0
090917 | 1768358 | 387052 | PR P214232 (PRMY) | 0
090918 | 1768465 | 387052 | PR Z214233 (PRMY) | 0
090919 | 1768627 | 387053 | PR P112705 (PRMY) | 0
09092 | 1765576 | 387892 | PR H119754 (PRMY) | 0
090920 | 1768675 | 387050 | PR Z819069 (PRMY) | 0
090921 | 1768875 | 387052 | PR Z16464 (JNCT) | 0
09092101 | 1768868 | 387248 | PR P118742 (PRMY) | 0
09092102 | 1768869 | 387352 | PR P238851 (PRMY) | 0
09092103 | 1768872 | 387423 | FU P16465 (DEVC) | 0
09092103A | 1768871.8994 | 387426.9987 | FU P16465 (DOWN) | 0
09092104 | 1768864 | 387741 | PR P16466 (JNCT) | 0
09092105 | 1768790 | 387741 | PR P16467 (PRMY) | 0
09092106 | 1768449 | 387735 | PR P16468 (PRMY) | 0
09092107 | 1768865 | 387908 | PR P118743 (PRMY) | 0
09092108 | 1768870 | 388270 | PR P16469 (JNCT) | 0
09092109 | 1768982 | 388302 | PR P114904 (PRMY) | 0
09092110 | 1769169 | 388349 | PR P114905 (PRMY) | 0
09092111 | 1769414 | 388409 | PR P114906 (PRMY) | 0
09092112 | 1769788 | 388426 | PR P114907 (PRMY) | 0
09092113 | 1770088 | 388437 | PR P114908 (PRMY) | 0
09092114 | 1768876 | 388577 | PR P110460 (PRMY) | 0
09092115 | 1768881 | 388857 | PR P110461 (PRMY) | 0
09092116 | 1768883 | 389148 | PR P110462 (PRMY) | 0
09092117 | 1768899 | 389381 | PR P110463 (PRMY) | 0
09092118 | 1768929 | 389695 | PR P110464 (JNCT) | 0
09092119 | 1769181 | 389700 | PR P110465 (JNCT) | 0
09092120 | 1769478 | 389713 | FU P213043 (DEVC) | 0
09092120A | 1769474.4095 | 389705.851 | FU P213043 (DOWN) | 0
09092121 | 1769254 | 389267 | PR D154016 (PRMY) | 0
09092122 | 1769159 | 388716 | PR D154017 (PRMY) | 0
09092123 | 1769188 | 389903 | PR P110466 (PRMY) | 0
09092124 | 1769197 | 390059 | PR P114559 (JNCT) | 0
09092125 | 1769144 | 390113 | PR P615083 (PRMY) | 0
09092126 | 1769371 | 390178 | PR P110467 (PRMY) | 0
09092127 | 1769640 | 390448 | PR P110468 (PRMY) | 0
09092128 | 1769852 | 390458 | PR P110469 (PRMY) | 0
09092129 | 1770051 | 390464 | PR P114560 (PRMY) | 0
09092130 | 1770167 | 390469 | PR P110470 (PRMY) | 0
09092131 | 1770234 | 390555 | PR P110471 (PRMY) | 0
09092132 | 1770242 | 390835 | PR P110472 (PRMY) | 0
09092133 | 1770252 | 391116 | PR P110473 (JNCT) | 0
09092134 | 1770352 | 391119 | PR P611042 (PRMY) | 0
09092135 | 1770265 | 391504 | PR P110474 (JNCT) | 0
09092136 | 1770518 | 391534 | PR P110475 (PRMY) | 0
09092137 | 1770797 | 391568 | PR P110476 (PRMY) | 0
09092138 | 1769969 | 391471 | PR P110477 (JNCT) | 0
09092139 | 1769966 | 391228 | PR P510811 (PRMY) | 0
09092140 | 1769976 | 390951 | PR P201118 (PRMY) | 0
09092141 | 1769704 | 391441 | PR P110478 (PRMY) | 0
09092142 | 1770268 | 391606 | PR P815910 (PRMY) | 0
09092143 | 1770275 | 391865 | PR P110480 (PRMY) | 0
09092144 | 1770287 | 392183 | PR P110481 (PRMY) | 0
09092145 | 1768599 | 389541 | PR P203125 (JNCT) | 0
09092146 | 1768334 | 389413 | PR P219652 (PRMY) | 0
09092147 | 1768111 | 389305 | PR P219653 (PRMY) | 0
09092148 | 1767885 | 389189 | PR P219654 (JNCT) | 0
09092149 | 1767783 | 389138 | PR P716374 (PRMY) | 0
09092150 | 1767610 | 389048 | PR P815431 (PRMY) | 0
09092151 | 1767634 | 388957 | PR P815432 (PRMY) | 0
09092152 | 1767779 | 388660 | PR P815433 (PRMY) | 0
09092153 | 1767709 | 389471 | PR P219655 (PRMY) | 0
09092154 | 1768576 | 389659 | PR P217361 (PRMY) | 0
09092155 | 1768588 | 389769 | PR P114228 (PRMY) | 0
09092156 | 1768591 | 390018 | PR P114229 (PRMY) | 0
09092157 | 1768597 | 390245 | FU P114230 (DEVC) | 0
09092157A | 1768603.9174 | 390243.9277 | FU P114230 (DOWN) | 0
09092158 | 1768926 | 390194 | PR H122934 (PRMY) | 0
09092159 | 1768836 | 389970 | PR D166585 (PRMY) | 0
09092160 | 1768600 | 390463 | PR P114231 (PRMY) | 0
09092161 | 1768938 | 389823 | PR P813699 (PRMY) | 0
090922 | 1769040 | 387051 | FU Z12839 (DEVC) | 0
09092201 | 1769052 | 386948 | PR P413487 (PRMY) | 0
09092202 | 1769050 | 386708 | PR P413488 (PRMY) | 0
09092203 | 1769046 | 386467 | PR P413489 (PRMY) | 0
09092204 | 1769040 | 386224 | PR P413490 (PRMY) | 0
09092205 | 1769048 | 386061 | PR P413491 (PRMY) | 0
09092206 | 1769150 | 386018 | PR P413493 (PRMY) | 0
09092207 | 1769345 | 385983 | PR P413494 (PRMY) | 0
090922A | 1769040.5786 | 387046.0336 | FU Z12839 (DOWN) | 0
090923 | 1769290 | 387054 | PR Z817057 (PRMY) | 0
090924 | 1769493 | 387057 | PR Z12838 (PRMY) | 0
090925 | 1769728 | 387058 | PR Z617248 (JNCT) | 0
09092501 | 1769729 | 387238 | PR P617249 (PRMY) | 0
09092502 | 1769736 | 387474 | PR P617250 (PRMY) | 0
09092503 | 1769742 | 387705 | PR P617251 (PRMY) | 0
090926 | 1769948 | 387059 | PR Z12837 (PRMY) | 0
090927 | 1770218 | 387059 | PR Z817056 (PRMY) | 0
090928 | 1770495 | 387061 | PR Z12836 (PRMY) | 0
090929 | 1770716 | 387063 | PR Z817055 (PRMY) | 0
09093 | 1765602 | 387156 | PR H119755 (PRMY) | 0
090930 | 1770946 | 387065 | PR Z12835 (JNCT) | 0
09093001 | 1770945 | 387095 | PR P316885 (PRMY) | 0
09093002 | 1770942 | 387363 | PR P216612 (PRMY) | 0
09093003 | 1770943 | 387681 | PR P216613 (PRMY) | 0
09093004 | 1770821 | 387681 | PR P617232 (PRMY) | 0
090931 | 1771169 | 387062 | PR Z817054 (PRMY) | 0
090932 | 1771390 | 387064 | PR Z12834 (JNCT) | 0
09093201 | 1771463 | 387019 | PR P16456 (PRMY) | 0
09093202 | 1771470 | 386806 | PR P511918 (PRMY) | 0
09093203 | 1771471 | 386712 | PR P16457 (PRMY) | 0
09093204 | 1771462 | 386409 | PR P16458 (PRMY) | 0
09093205 | 1771451 | 386098 | PR P16459 (PRMY) | 0
09093206 | 1771450 | 385853 | PR P16460 (PRMY) | 0
09093207 | 1771448 | 385647 | PR P16461 (PRMY) | 0
09093208 | 1771372 | 385572 | PR P16462 (JNCT) | 0
09093209 | 1771090 | 385510 | PR P16463 (PRMY) | 0
09093210 | 1770851 | 385464 | PR P810437 (PRMY) | 0
09093211 | 1770748 | 385294 | PR P108052 (PRMY) | 0
09093212 | 1770748 | 385007 | PR P108053 (PRMY) | 0
09093213 | 1770747 | 384703 | PR P108054 (PRMY) | 0
09093214 | 1770748 | 384398 | PR P108055 (PRMY) | 0
09093215 | 1770747 | 384181 | PR P108056 (PRMY) | 0
09093216 | 1771036 | 385882 | PR P16692 (PRMY) | 0
090933 | 1771841 | 387053 | PR Z12833 (JNCT) | 0
09093301 | 1771817 | 387094 | PR P316886 (PRMY) | 0
09093302 | 1771820 | 387217 | PR P312470 (PRMY) | 0
09093303 | 1771819 | 387517 | PR P711131 (PRMY) | 0
09093304 | 1771820 | 387802 | PR P711132 (PRMY) | 0
090934 | 1772297 | 387047 | PR Z12832 (PRMY) | 0
090935 | 1772716 | 387041 | SW 909-T1-1030 (DEVC) | 0
090936 | 1772958 | 387063 | PR Z112706 (PRMY) | 0
090937 | 1773193 | 387057 | PR Z12830 (JNCT) | 0
09093701 | 1773217 | 387226 | PR P16448 (PRMY) | 0
09093702 | 1773276 | 387546 | FU P16449 (DEVC) | 0
09093702A | 1773276.7314 | 387549.9326 | FU P16449 (DOWN) | 0
09093703 | 1773337 | 387874 | PR P16450 (PRMY) | 0
09093704 | 1773404 | 388236 | PR P16451 (PRMY) | 0
09093705 | 1773470 | 388589 | PR P16452 (PRMY) | 0
09093706 | 1773523 | 388872 | PR P16453 (PRMY) | 0
09093707 | 1773379 | 388913 | PR P113691 (PRMY) | 0
09093708 | 1773113 | 388915 | PR P113692 (PRMY) | 0
09093709 | 1772865 | 388921 | PR P113693 (JNCT) | 0
09093710 | 1772577 | 389094 | PR P113694 (JNCT) | 0
09093711 | 1772431 | 389187 | PR P216569 (PRMY) | 0
09093712 | 1772276 | 389285 | PR P113695 (PRMY) | 0
09093713 | 1772382 | 388877 | PR P815798 (PRMY) | 0
09093714 | 1772086 | 388864 | PR P815799 (PRMY) | 0
09093715 | 1772860 | 388638 | PR P214834 (PRMY) | 0
09093716 | 1772850 | 388275 | PR P214835 (PRMY) | 0
09093717 | 1772849 | 387983 | PR P610702 (PRMY) | 0
09093718 | 1772850 | 387746 | PR P610703 (PRMY) | 0
09093719 | 1772873 | 389284 | PR P119902 (PRMY) | 0
09093720 | 1772877 | 389670 | PR P119903 (JNCT) | 0
09093721 | 1773020 | 389608 | PR P710641 (PRMY) | 0
09093722 | 1772749 | 389667 | PR P617174 (PRMY) | 0
09093723 | 1772523 | 389668 | PR P711688 (PRMY) | 0
09093724 | 1772239 | 389668 | PR P618159 (PRMY) | 0
09093725 | 1772877 | 389761 | PR P119904 (JNCT) | 0
09093726 | 1772967 | 389735 | PR P412250 (PRMY) | 0
09093727 | 1773315 | 389730 | PR P412251 (PRMY) | 0
09093728 | 1773716 | 389714 | PR P715008 (PRMY) | 0
09093729 | 1774061 | 389705 | PR P32884 (PRMY) | 0
09093730 | 1774259 | 389735 | FU P166155 (DEVC) | 0
09093730A | 1774259.4747 | 389738.9717 | FU P166155 (DOWN) | 0
09093731 | 1774289 | 389986 | PR D137838 (PRMY) | 0
09093732 | 1772635 | 389760 | PR P119905 (PRMY) | 0
09093733 | 1772449 | 389761 | PR P119906 (JNCT) | 0
09093734 | 1771918 | 389763 | PR P119907 (PRMY) | 0
09093735 | 1771665 | 389763 | PR P219946 (PRMY) | 0
09093736 | 1771498 | 389765 | PR P119908 (JNCT) | 0
09093737 | 1771358 | 389487 | PR P119909 (PRMY) | 0
09093738 | 1771232 | 389232 | PR P11996 (PRMY) | 0
09093739 | 1771205 | 389761 | PR P616726 (PRMY) | 0
09093740 | 1770920 | 389754 | PR P617176 (PRMY) | 0
09093741 | 1770623 | 389744 | PR P617177 (PRMY) | 0
09093742 | 1770339 | 389734 | PR P617178 (JNCT) | 0
09093743 | 1770054 | 389724 | PR P617179 (PRMY) | 0
09093744 | 1769770 | 389716 | PR P213044 (PRMY) | 0
09093745 | 1769632 | 389433 | PR P213045 (PRMY) | 0
09093746 | 1769631 | 389177 | PR P617180 (PRMY) | 0
09093747 | 1769628 | 388931 | PR P617181 (PRMY) | 0
09093748 | 1769627 | 388730 | PR P617182 (PRMY) | 0
09093749 | 1770407 | 389651 | PR P617944 (PRMY) | 0
09093750 | 1770407 | 389262 | PR P617945 (PRMY) | 0
09093751 | 1770409 | 388858 | PR P617946 (PRMY) | 0
09093752 | 1770408 | 388685 | PR P617947 (PRMY) | 0
09093753 | 1771616 | 389559 | PR P214614 (PRMY) | 0
09093754 | 1771721 | 389370 | PR P214615 (PRMY) | 0
09093755 | 1772450 | 389875 | PR P714042 (PRMY) | 0
09093756 | 1772457 | 390082 | PR P131175 (PRMY) | 0
09093757 | 1772469 | 390283 | PR P714043 (PRMY) | 0
09093758 | 1772482 | 390584 | PR P714044 (PRMY) | 0
09093759 | 1772569 | 390725 | PR P32204 (PRMY) | 0
09093760 | 1772883 | 389905 | PR P615168 (PRMY) | 0
09093761 | 1772899 | 390150 | PR P615169 (JNCT) | 0
09093762 | 1772982 | 390145 | PR P615170 (PRMY) | 0
09093763 | 1772902 | 390309 | PR P137517 (PRMY) | 0
090938 | 1773409 | 387044 | PR Z112707 (PRMY) | 0
090939 | 1773631 | 387038 | PR Z12829 (JNCT) | 0
09093901 | 1773629 | 387074 | PR P110644 (PRMY) | 0
09093902 | 1773610 | 387200 | PR P19169 (PRMY) | 0
09093903 | 1773626 | 386736 | FU P18686 (DEVC) | 0
09093903A | 1773625.8146 | 386729.0025 | FU P18686 (DOWN) | 0
09093904 | 1773622 | 386585 | PR P611849 (PRMY) | 0
09093905 | 1773619 | 386341 | PR P413199 (JNCT) | 0
09093906 | 1773821 | 386341 | PR P413200 (PRMY) | 0
09093907 | 1773613 | 386130 | PR P18688 (JNCT) | 0
09093908 | 1773702 | 386022 | PR P419898 (PRMY) | 0
09093909 | 1773959 | 386022 | PR P419899 (PRMY) | 0
09093910 | 1773960.7101 | 386026.6985 | CG CG199999 (DEVC) | 0
09093911 | 1773613 | 385759 | PR P18689 (PRMY) | 0
09093912 | 1773610.9479 | 385764.6382 | CG CG199999 (DEVC) | 0
09093913 | 1773613 | 385404 | PR P18690 (PRMY) | 0
09093914 | 1773688 | 385291 | PR P244964 (PRMY) | 0
09093915 | 1773613 | 385133 | PR P18691 (JNCT) | 0
09093916 | 1773397 | 384753 | PR P18692 (PRMY) | 0
09093917 | 1773312 | 384429 | PR P112991 (PRMY) | 0
09093918 | 1773225 | 384105 | PR P112992 (PRMY) | 0
09093919 | 1773094 | 384039 | PR P112993 (PRMY) | 0
09093920 | 1772826 | 384047 | PR P216953 (PRMY) | 0
09093921 | 1773759 | 384871 | PR P18693 (PRMY) | 0
09093922 | 1773907 | 384604 | PR P18694 (PRMY) | 0
09093923 | 1774052 | 384348 | PR P18695 (PRMY) | 0
09093924 | 1774258 | 384305 | PR P519324 (PRMY) | 0
09093925 | 1774539 | 384248 | PR P519325 (PRMY) | 0
09093926 | 1774885 | 384176 | PR P519326 (PRMY) | 0
09093927 | 1775136 | 384170 | PR P519327 (PRMY) | 0
09093928 | 1775402 | 384167 | PR P519328 (PRMY) | 0
09094 | 1765761 | 387082 | SW 909-1 (DEVC) | 0
090940 | 1773885 | 387035 | PR Z112708 (PRMY) | 0
090941 | 1774078 | 387031 | PR Z12828 (PRMY) | 0
090942 | 1774185 | 387032 | PR P814881 (JNCT) | 0
09094201 | 1774185 | 386934 | PR P814882 (PRMY) | 0
09094202 | 1774186 | 386581 | PR P814883 (PRMY) | 0
090943 | 1774307 | 387028 | PR Z112709 (PRMY) | 0
090944 | 1774541 | 387025 | PR Z12827 (PRMY) | 0
090945 | 1774768 | 387021 | PR Z112710 (PRMY) | 0
090946 | 1775004 | 387018 | PR Z12826 (JNCT) | 0
09094601 | 1775022 | 387056 | PR P316887 (PRMY) | 0
09094602 | 1775152 | 387243 | PR P210712 (PRMY) | 0
09094603 | 1775150 | 387339 | PR P414969 (PRMY) | 0
090947 | 1775313 | 387014 | PR Z515458 (PRMY) | 0
090948 | 1775444 | 387008 | PR Z12825 (JNCT) | 0
09094801 | 1775481 | 387047 | PR P110645 (PRMY) | 0
09094802 | 1775543 | 387108 | PR P613604 (PRMY) | 0
09094803 | 1775574 | 387141 | PR P18787 (PRMY) | 0
09094804 | 1775575 | 387311 | PR P613605 (PRMY) | 0
090949 | 1775663 | 387008 | FU Z817053 (DEVC) | 0
09094901 | 1775579 | 386864 | PR H127289 (JNCT) | 0
09094902 | 1775579 | 386910 | PR D207328 (PRMY) | 0
09094903 | 1775575 | 386648 | PR H124923 (JNCT) | 0
09094904 | 1775569 | 386242 | PR H124924 (JNCT) | 0
09094905 | 1775399 | 386192 | PR D207349 (PRMY) | 0
09094906 | 1775197 | 386213 | PR D207350 (PRMY) | 0
09094907 | 1775216 | 385851 | PR D207351 (PRMY) | 0
09094908 | 1775593 | 385871 | PR D197551 (PRMY) | 0
09094909 | 1775825 | 386623 | PR D197552 (PRMY) | 0
090949A | 1775658.969 | 387001.0898 | FU Z817053 (DOWN) | 0
09094A | 1765761.1458 | 387075.0015 | SW 909-1 (DOWN) | 0
09095 | 1765762 | 387034 | PR Z12847 (PRMY) | 0
090950 | 1775887 | 387002 | PR Z12824 (JNCT) | 0
09095001 | 1775864.9214 | 387067.316 | FU P111004 (DEVC) | 0
09095001A | 1775863 | 387073 | FU P111004 (DOWN) | 0
09095002 | 1775799 | 387311 | PR P111005 (PRMY) | 0
09095003 | 1775723 | 387578 | PR P111006 (PRMY) | 0
09095004 | 1775699 | 387801 | PR P111283 (PRMY) | 0
09095005 | 1775702 | 388067 | PR P111284 (PRMY) | 0
09095006 | 1775706 | 388325 | PR P111285 (JNCT) | 0
09095007 | 1775589 | 388268 | PR P418531 (PRMY) | 0
09095008 | 1775482 | 388217 | PR P113954 (PRMY) | 0
09095009 | 1775464 | 388386 | PR P217348 (PRMY) | 0
09095010 | 1775187 | 388455 | PR P217349 (PRMY) | 0
09095011 | 1775077 | 388483 | PR P611803 (JNCT) | 0
09095012 | 1775221 | 388696 | PR P611804 (PRMY) | 0
09095013 | 1775355 | 388892 | PR P611805 (PRMY) | 0
09095014 | 1774834 | 388537 | PR P217350 (PRMY) | 0
09095015 | 1774774 | 388689 | PR P611525 (PRMY) | 0
09095016 | 1774687 | 388928 | PR P410152 (PRMY) | 0
09095017 | 1774556 | 389195 | PR P410153 (PRMY) | 0
09095018 | 1775976 | 388324 | PR P117059 (PRMY) | 0
09095019 | 1776382 | 388317 | PR P117060 (PRMY) | 0
09095020 | 1775880 | 387443 | PR P514017 (PRMY) | 0
09095021 | 1775887 | 386927 | PR P236607 (PRMY) | 0
090951 | 1776118 | 386997 | PR Z16445 (JNCT) | 0
09095101 | 1776085 | 387097 | PR P319096 (PRMY) | 0
09095102 | 1776117 | 386913 | FU P16446 (DEVC) | 0
09095102A | 1776117.0243 | 386905 | FU P16446 (DOWN) | 0
09095103 | 1776118 | 386584 | PR P214195 (PRMY) | 0
09095104 | 1776118 | 386343 | PR P214196 (PRMY) | 0
09095105 | 1776205 | 386289 | PR P717362 (JNCT) | 0
09095106 | 1776203 | 385975 | PR P717363 (PRMY) | 0
09095107 | 1776205 | 385697 | PR P717364 (PRMY) | 0
09095108 | 1776202 | 385541 | PR P717365 (PRMY) | 0
09095109 | 1776332 | 385474 | PR P717366 (PRMY) | 0
09095110 | 1776573 | 385461 | PR P719981 (PRMY) | 0
09095111 | 1776890 | 385450 | PR P719982 (PRMY) | 0
09095112 | 1776358 | 386217 | PR P214197 (PRMY) | 0
090952 | 1776415 | 386991 | PR Z12823 (JNCT) | 0
09095201 | 1776414 | 387025 | PR P318970 (PRMY) | 0
09095202 | 1776415 | 387095 | PR P111277 (PRMY) | 0
09095203 | 1776416 | 387293 | PR P111278 (PRMY) | 0
09095204 | 1776416 | 387636 | PR P116399 (PRMY) | 0
09095205 | 1776419.8567 | 387640.5963 | CG CG199999 (DEVC) | 0
09095206 | 1776416 | 386891 | PR P112413 (PRMY) | 0
090953 | 1776769 | 386988 | PR Z12822 (JNCT) | 0
09095301 | 1776769 | 387025 | PR P618857 (PRMY) | 0
09095302 | 1776768 | 387061 | PR P414032 (PRMY) | 0
090954 | 1776960 | 386985 | PR Z18501 (JNCT) | 0
09095401 | 1777018 | 387058 | PR P114750 (PRMY) | 0
09095402 | 1777029 | 387305 | FU P116636 (DEVC) | 0
09095402A | 1777029.3045 | 387309.9907 | FU P116636 (DOWN) | 0
09095403 | 1777047 | 387600 | PR P117523 (PRMY) | 0
09095404 | 1777058 | 387787 | PR P513409 (PRMY) | 0
09095405 | 1777055.6059 | 387793.5778 | CG CG199999 (DEVC) | 0
09095406 | 1777060 | 388052 | PR P210718 (JNCT) | 0
09095407 | 1777111 | 388016 | PR P136568 (PRMY) | 0
09095408 | 1777375 | 388014 | PR P136569 (PRMY) | 0
09095409 | 1777784 | 388038 | PR P136570 (PRMY) | 0
09095410 | 1777077 | 388308 | PR P210719 (JNCT) | 0
09095411 | 1777018 | 388309 | PR P615115 (PRMY) | 0
09095412 | 1776718 | 388314 | PR P615116 (PRMY) | 0
09095413 | 1776648 | 388360 | PR P233616 (PRMY) | 0
09095414 | 1777089 | 388553 | FU P210720 (DEVC) | 0
09095414A | 1777095.928 | 388557.0003 | FU P210720 (DOWN) | 0
09095415 | 1777328 | 388691 | PR D3875577719 (PRMY) | 0
09095416 | 1777101 | 388773 | PR P512434 (PRMY) | 0
09095417 | 1777115 | 388984 | PR P210721 (JNCT) | 0
09095418 | 1776859 | 388988 | PR P811205 (PRMY) | 0
09095419 | 1776633 | 388990 | PR P811206 (PRMY) | 0
09095420 | 1777130 | 389242 | PR P210722 (PRMY) | 0
09095421 | 1777133 | 389655 | PR P210723 (JNCT) | 0
09095422 | 1777299 | 389655 | PR P817249 (PRMY) | 0
09095423 | 1777571 | 389662 | PR P103314 (PRMY) | 0
09095424 | 1777571 | 389667 | CG CG199999 (DEVC) | 0
09095425 | 1776819 | 389664 | PR P212765 (PRMY) | 0
09095426 | 1776578 | 389672 | PR P136198 (PRMY) | 0
09095427 | 1776423 | 389676 | PR P212766 (PRMY) | 0
09095428 | 1776300 | 389674 | FU P164429 (DEVC) | 0
09095428A | 1776300.9435 | 389680.9361 | FU P164429 (DOWN) | 0
09095429 | 1776121 | 389695 | PR P212767 (PRMY) | 0
09095430 | 1775964 | 389701 | PR P212768 (JNCT) | 0
09095431 | 1775957 | 389620 | PR P212769 (PRMY) | 0
09095432 | 1775952 | 389541 | PR P200146 (PRMY) | 0
09095433 | 1775590 | 389669 | PR P615789 (PRMY) | 0
09095434 | 1775442 | 389672 | PR P618450 (JNCT) | 0
09095435 | 1775413 | 389577 | PR P618451 (PRMY) | 0
09095436 | 1775403 | 389349 | PR P618452 (PRMY) | 0
09095437 | 1775361 | 389042 | PR P618453 (PRMY) | 0
09095438 | 1775280 | 389675 | PR P615790 (JNCT) | 0
09095439 | 1775281 | 389955 | PR P617141 (PRMY) | 0
09095440 | 1775281 | 390059 | PR P170104 (PRMY) | 0
09095441 | 1775085 | 389680 | PR P718461 (PRMY) | 0
09095442 | 1774783 | 389682 | PR P137999 (PRMY) | 0
09095443 | 1774542 | 389689 | PR P138000 (PRMY) | 0
09095444 | 1775281 | 389588 | PR P615791 (PRMY) | 0
09095445 | 1775989 | 389781 | PR P212770 (PRMY) | 0
09095446 | 1776077 | 390152 | PR P212771 (PRMY) | 0
09095447 | 1776173 | 390526 | PR P212772 (PRMY) | 0
09095448 | 1776290 | 390818 | PR P212773 (PRMY) | 0
09095449 | 1776317 | 390914 | PR P612380 (JNCT) | 0
09095450 | 1776061 | 390919 | PR P612381 (PRMY) | 0
09095451 | 1776617 | 390910 | PR P613318 (PRMY) | 0
09095452 | 1776877 | 390905 | PR P613319 (PRMY) | 0
09095453 | 1776866 | 390713 | PR P613320 (PRMY) | 0
09095454 | 1776354 | 390071 | PR D133998 (PRMY) | 0
09095455 | 1776563 | 390279 | PR D134080 (PRMY) | 0
09095456 | 1777142 | 389909 | PR P210724 (PRMY) | 0
09095457 | 1777157 | 390153 | PR P210725 (PRMY) | 0
09095458 | 1777155.6108 | 390160.8785 | CG CG199999 (DEVC) | 0
09095459 | 1777169 | 390304 | PR P216390 (PRMY) | 0
09095460 | 1777178 | 390502 | PR P216391 (PRMY) | 0
09095461 | 1777220 | 390518 | PR P618271 (JNCT) | 0
09095462 | 1777440 | 390632 | PR P216392 (PRMY) | 0
09095463 | 1777666 | 390742 | PR P216393 (PRMY) | 0
09095464 | 1777235 | 390822 | PR P618272 (PRMY) | 0
09095465 | 1777230 | 391131 | FU P618273 (DEVC) | 0
09095465A | 1777234.9831 | 391130.589 | FU P618273 (DOWN) | 0
09095466 | 1777327 | 391123 | PR P618274 (PRMY) | 0
09095467 | 1777569 | 391170 | PR P618275 (PRMY) | 0
09095468 | 1777815 | 391165 | PR P618276 (PRMY) | 0
09095469 | 1778187 | 391134 | PR P618277 (PRMY) | 0
09095470 | 1778483 | 391156 | OP 909909 (DEVC) | 0
09095470A | 1778485.3941 | 391162.5778 | OP 909909 (DOWN) | 0
09095471 | 1778613 | 390901 | PR P618279 (PRMY) | 0
09095472 | 1778783 | 390985 | PR P618280 (PRMY) | 0
09095473 | 1777244 | 391330 | FU P716825 (DEVC) | 0
09095473A | 1777237.9665 | 391326.4509 | FU P716825 (DOWN) | 0
09095474 | 1777159 | 391280 | PR D3903078260 (JNCT) | 0
09095475 | 1777138 | 391280 | PR D114585 (PRMY) | 0
09095476 | 1776967 | 391351 | PR D3907097985 (PRMY) | 0
09095477 | 1776781 | 391330 | PR D3902678219 (PRMY) | 0
09095478 | 1777220 | 391582 | PR D3906078261 (PRMY) | 0
09095479 | 1777252 | 391497 | PR P716826 (JNCT) | 0
09095480 | 1777308 | 391448 | PR P716827 (PRMY) | 0
09095481 | 1777505 | 391436 | PR P716828 (PRMY) | 0
09095482 | 1777857 | 391423 | PR P716829 (PRMY) | 0
09095483 | 1778056 | 391418 | PR P716830 (PRMY) | 0
09095484 | 1778277 | 391409 | PR P108066 (PRMY) | 0
09095485 | 1778577 | 391397 | PR P108067 (JNCT) | 0
09095486 | 1778579 | 391512 | PR P816369 (PRMY) | 0
09095487 | 1778590 | 391693 | PR P816370 (PRMY) | 0
09095488 | 1778573 | 391320 | PR P816368 (PRMY) | 0
09095489 | 1777261 | 391643 | PR P131078 (PRMY) | 0
09095490 | 1777270 | 391825 | FU P170099 (DEVC) | 0
09095490A | 1777276.9999 | 391824.9572 | FU P170099 (DOWN) | 0
09095491 | 1777761 | 391822 | PR D146235 (PRMY) | 0
09095492 | 1778221 | 392128 | PR D157028 (PRMY) | 0
09095493 | 1777283 | 392044 | PR P100491 (PRMY) | 0
09095494 | 1777013 | 386936 | PR P18502 (PRMY) | 0
09095495 | 1777012 | 386692 | PR P18503 (PRMY) | 0
09095496 | 1777012 | 386541 | PR P714789 (JNCT) | 0
09095497 | 1777016 | 386443 | PR P413724 (PRMY) | 0
09095498 | 1777015 | 386324 | PR P18504 (PRMY) | 0
09095499 | 1776897 | 386471 | PR P714790 (PRMY) | 0
090955 | 1777126 | 386980 | PR P188058 (PRMY) | 0
09095500 | 1776700 | 386427 | PR P714791 (PRMY) | 0
090956 | 1777263.6059 | 386986.5778 | SW 909-5 (DEVC) | 0
090956A | 1777266 | 386980 | SW 909-5 (DOWN) | 0
090957 | 1777377 | 386976 | PR P188103 (PRMY) | 0
090958 | 1777685 | 386971 | PR Z12820 (PRMY) | 0
090959 | 1777707 | 387008 | PR P138011 (PRMY) | 0
09096 | 1765858 | 387031 | RC 909-17R (DEVC) | 0
090960 | 1777873 | 387293 | PR Z12819 (PRMY) | 0
090961 | 1778010 | 387528 | PR Z817052 (PRMY) | 0
090962 | 1778181 | 387819 | PR Z12818 (JNCT) | 0
09096201 | 1778205 | 387713 | PR P518883 (PRMY) | 0
090963 | 1778276 | 387981 | PR Z318719 (PRMY) | 0
090964 | 1778441 | 388260 | PR Z12817 (PRMY) | 0
090965 | 1778680 | 388680 | PR Z12816 (JNCT) | 0
09096501 | 1778453 | 388770 | PR P115111 (PRMY) | 0
09096502 | 1778321 | 388824 | PR P115112 (PRMY) | 0
09096503 | 1778268 | 388912 | PR P101764 (JNCT) | 0
09096504 | 1778256 | 388934 | FU P200147 (DEVC) | 0
09096504A | 1778248.0243 | 388934.6236 | FU P200147 (DOWN) | 0
09096505 | 1778126 | 389184 | PR P213428 (PRMY) | 0
09096506 | 1777971 | 389468 | PR P213429 (PRMY) | 0
09096507 | 1777770 | 388972 | PR D159252 (PRMY) | 0
09096508 | 1777777 | 389213 | PR D159253 (PRMY) | 0
09096509 | 1778050 | 388919 | PR P101926 (PRMY) | 0
09096510 | 1778046 | 388834 | PR P101960 (PRMY) | 0
09096511 | 1778035 | 388558 | PR P101965 (PRMY) | 0
090966 | 1778908 | 389078 | PR Z12815 (PRMY) | 0
090967 | 1778961 | 389169 | PR Z715199 (PRMY) | 0
090968 | 1779205.998 | 389593.0729 | SW 909-6 (DEVC) | 0
09096801 | 1779514 | 389589 | PR P716403 (PRMY) | 0
09096802 | 1779861 | 389566 | PR P716404 (PRMY) | 0
09096803 | 1780028 | 389810 | PR P716405 (PRMY) | 0
09096804 | 1778954 | 389610 | PR P32940 (PRMY) | 0
09096805 | 1778671 | 389647 | PR P32941 (PRMY) | 0
09096806 | 1778374 | 389646 | PR P31869 (PRMY) | 0
09096807 | 1778372.2899 | 389650.6985 | CG CG199999 (DEVC) | 0
09096808 | 1778177 | 389640 | PR P191024 (PRMY) | 0
09096809 | 1778150 | 389669 | PR P191025 (PRMY) | 0
09096810 | 1778150 | 390022 | PR P191026 (PRMY) | 0
090968A | 1779210 | 389600 | SW 909-6 (DOWN) | 0
090969 | 1779305 | 389775 | PR Z12813 (PRMY) | 0
09096A | 1765862.9988 | 387031.1103 | RC 909-17R | 0
09097 | 1765994 | 387034 | PR Z12846 (PRMY) | 0
090970 | 1779557 | 390217 | PR Z12812 (PRMY) | 0
090971 | 1779841 | 390719 | FU Z12811 (DEVC) | 0
09097101 | 1779951 | 390695 | PR P245006 (PRMY) | 0
090971A | 1779844.9081 | 390718.1473 | FU Z12811 (DOWN) | 0
090972 | 1780444 | 391868 | PR Z12810 (PRMY) | 0
090973 | 1780534 | 392007 | PR Z12809 (JNCT) | 0
09097301 | 1780640 | 391908 | FU P110158 (DEVC) | 0
09097301A | 1780645.88 | 391902.5755 | FU P110158 (DOWN) | 0
09097302 | 1780782 | 391777 | PR P110159 (PRMY) | 0
09097303 | 1781600 | 391012 | PR P110160 (PRMY) | 0
09097304 | 1781890 | 390743 | PR P110161 (PRMY) | 0
09097305 | 1782168 | 390484 | PR P110162 (PRMY) | 0
09097306 | 1782273 | 390389 | PR P411059 (JNCT) | 0
09097307 | 1782446 | 390224 | PR P110163 (JNCT) | 0
09097308 | 1782548 | 390120 | PR P815076 (PRMY) | 0
09097309 | 1782639 | 390052 | PR P110164 (PRMY) | 0
09097310 | 1782554 | 389838 | PR P815800 (PRMY) | 0
09097311 | 1782417 | 389631 | PR P815801 (PRMY) | 0
09097312 | 1782216 | 389332 | PR P815802 (PRMY) | 0
09097313 | 1782019 | 389046 | PR P815803 (PRMY) | 0
09097314 | 1782417 | 390534 | PR P411060 (PRMY) | 0
09097315 | 1782523 | 390636 | PR P411061 (JNCT) | 0
09097316 | 1783181 | 390401 | PR P415313 (PRMY) | 0
09097317 | 1783360 | 390339 | PR P415314 (PRMY) | 0
09097318 | 1783713 | 390127 | PR P415315 (PRMY) | 0
09097319 | 1783791 | 390024 | PR P415316 (PRMY) | 0
09097320 | 1782920 | 391045 | PR P411062 (PRMY) | 0
09097321 | 1783154 | 391287 | PR P411063 (PRMY) | 0
090974 | 1780599 | 392408 | PR Z12808 (JNCT) | 0
09097401 | 1780792 | 392393 | PR P190345 (PRMY) | 0
09097402 | 1781196 | 392398 | PR P414015 (JNCT) | 0
09097403 | 1781158 | 392589 | PR P417027 (PRMY) | 0
09097404 | 1781094 | 392886 | PR P417028 (PRMY) | 0
09097405 | 1781084 | 393110 | PR P160737 (PRMY) | 0
09097406 | 1781546 | 392400 | PR P414016 (PRMY) | 0
09097407 | 1781910.0004 | 392403.9245 | FU P414017 (DEVC) | 0
09097407A | 1781917 | 392404 | FU P414017 (DOWN) | 0
09097408 | 1782428 | 392421 | PR P414018 (PRMY) | 0
09097409 | 1782779 | 392433 | PR P414019 (JNCT) | 0
09097410 | 1782736 | 392732 | PR P614537 (PRMY) | 0
09097411 | 1782830 | 392910 | PR P817191 (PRMY) | 0
09097412 | 1782890 | 393063 | PR P713884 (PRMY) | 0
09097413 | 1782930 | 393161 | PR P36219 (JNCT) | 0
09097414 | 1782867 | 393204 | PR P36220 (PRMY) | 0
09097415 | 1782763 | 393203 | PR P36221 (PRMY) | 0
09097416 | 1783003 | 393352 | PR P713885 (PRMY) | 0
09097417 | 1782734 | 392345 | PR P613508 (JNCT) | 0
09097418 | 1782814 | 392295 | PR P619356 (PRMY) | 0
09097419 | 1783108 | 392199 | PR P619357 (PRMY) | 0
09097420 | 1783394 | 392104 | PR P619358 (PRMY) | 0
09097421 | 1783811 | 392147 | PR P619359 (PRMY) | 0
09097422 | 1782611 | 392124 | PR P613509 (PRMY) | 0
09097423 | 1782522 | 391950 | PR P613510 (PRMY) | 0
09097424 | 1782837 | 392436 | PR P191137 (PRMY) | 0
09097425 | 1782976 | 392440 | PR P414020 (PRMY) | 0
09097426 | 1781986 | 393019 | PR P616278 (PRMY) | 0
09097427 | 1782008 | 393157 | PR P616279 (PRMY) | 0
09097428 | 1782052 | 393558 | PR P616280 (PRMY) | 0
09097429 | 1782098 | 393958 | PR P616281 (PRMY) | 0
09097430 | 1782172 | 394581 | FU P616282 (DEVC) | 0
09097430A | 1782168.3045 | 394585.7268 | FU P616282 (DOWN) | 0
09097431 | 1782129 | 394636 | PR H3944579210 (PRMY) | 0
09097432 | 1781747 | 394241 | PR D3940678175 (PRMY) | 0
09097433 | 1781338 | 393908 | PR D3936378137 (PRMY) | 0
090975 | 1780829 | 393939 | PR Z12807 (PRMY) | 0
090976 | 1780925 | 394682 | PR Z12806 (PRMY) | 0
090977 | 1780971 | 394938 | PR Z12805 (PRMY) | 0
090978 | 1781201 | 395197 | PR Z12804 (PRMY) | 0
090979 | 1781625 | 395650 | FU Z12803 (DEVC) | 0
09097901 | 1781817 | 395623 | PR H111605 (JNCT) | 0
09097902 | 1781695 | 395522 | PR D123732 (PRMY) | 0
09097903 | 1781582 | 395891 | PR D123731 (PRMY) | 0
090979A | 1781630.9415 | 395649.1645 | FU Z12803 (DOWN) | 0
09098 | 1766274 | 387041 | PR Z113393 (JNCT) | 0
090980 | 1781989 | 396028 | FU Z12802 (DEVC) | 0
09098001 | 1782042 | 395953 | PR H108754 (PRMY) | 0
09098002 | 1782185 | 395856 | PR D129148 (PRMY) | 0
0909801 | 1766199 | 387103 | PR P217478 (PRMY) | 0
0909802 | 1766206 | 387349 | PR P217479 (PRMY) | 0
0909803 | 1766216 | 387601 | PR P217480 (PRMY) | 0
0909804 | 1766264 | 386701 | PR P113394 (PRMY) | 0
0909805 | 1766251 | 386416 | PR P113395 (PRMY) | 0
0909806 | 1766238 | 386114 | PR P113396 (PRMY) | 0
0909807 | 1766232 | 385814 | PR P113397 (JNCT) | 0
0909808 | 1766632 | 385718 | PR P219619 (PRMY) | 0
0909809 | 1766233 | 385611 | PR P113398 (PRMY) | 0
090980A | 1781993.0398 | 396022.2833 | FU Z12802 (DOWN) | 0
090981 | 1782252 | 396300 | FU Z12801 (DEVC) | 0
0909810 | 1765991 | 385419 | PR P113399 (PRMY) | 0
09098101 | 1782246 | 396174 | PR H100833 (JNCT) | 0
09098102 | 1782376 | 396095 | PR D102243 (PRMY) | 0
09098103 | 1781959 | 396303 | PR D116494 (PRMY) | 0
0909811 | 1765852 | 385379 | PR P113400 (PRMY) | 0
0909812 | 1766384 | 387095 | PR P113298 (PRMY) | 0
0909813 | 1766401 | 387375 | PR P113299 (PRMY) | 0
0909814 | 1766410 | 387620 | PR P113300 (PRMY) | 0
090981A | 1782251.7622 | 396295.0057 | FU Z12801 (DOWN) | 0
090982 | 1782467 | 396528 | FU Z12800 (DEVC) | 0
09098201 | 1782560 | 396471 | PR D123975 (PRMY) | 0
090982A | 1782471.263 | 396525.3872 | FU Z12800 (DOWN) | 0
090983 | 1782766 | 396846 | PR Z12799 (PRMY) | 0
090984 | 1782998 | 397090 | PR Z12798 (PRMY) | 0
090985 | 1783255 | 397356 | PR Z12797 (PRMY) | 0
090986 | 1783523 | 397635 | PR Z817051 (JNCT) | 0
09098601 | 1783797 | 397409 | FU P205935 (DEVC) | 0
09098601A | 1783801.1172 | 397403.3388 | FU P205935 (DOWN) | 0
09098602 | 1783821 | 397376 | PR D199368 (JNCT) | 0
09098603 | 1783684 | 397220 | PR D197454 (PRMY) | 0
09098604 | 1783997 | 397222 | PR D197452 (PRMY) | 0
090987 | 1783793 | 397926 | PR Z12796 (PRMY) | 0
090988 | 1783981 | 398124 | PR Z817050 (PRMY) | 0
090989 | 1784197 | 398352 | PR Z12795 (PRMY) | 0
09099 | 1766550 | 387039 | PR Z210656 (PRMY) | 0
090990 | 1784378 | 398542 | PR Z817049 (PRMY) | 0
090991 | 1784563 | 398734 | PR Z12794 (PRMY) | 0
090992 | 1784872 | 399057 | PR Z12793 (PRMY) | 0
090993 | 1785093 | 399294 | CA 909-13CW (DEVC) | 0
090994 | 1785152 | 399359 | PR Z12111 (JNCT) | 0
09099401 | 1785165 | 399047 | FU P12110 (DEVC) | 0
09099401A | 1785165.5438 | 399040.0212 | FU P12110 (DOWN) | 0
09099402 | 1785177 | 398893 | PR P717790 (PRMY) | 0
09099403 | 1785166 | 398613 | PR P12109 (JNCT) | 0
09099404 | 1785158 | 398393 | PR P815995 (JNCT) | 0
09099405 | 1785312 | 398403 | PR P130833 (PRMY) | 0
09099406 | 1785515 | 398416 | PR P817766 (PRMY) | 0
09099407 | 1785915 | 398414 | PR P817767 (PRMY) | 0
09099408 | 1786285 | 398402 | PR P817768 (PRMY) | 0
09099409 | 1786810 | 398343 | PR P817769 (PRMY) | 0
09099410 | 1787125 | 398331 | PR P817770 (JNCT) | 0
09099411 | 1787562 | 398324 | PR P817771 (PRMY) | 0
09099412 | 1787660 | 398213 | PR P222436 (PRMY) | 0
09099413 | 1787748 | 398130 | PR P222437 (PRMY) | 0
09099414 | 1787869 | 398063 | PR P811629 (PRMY) | 0
09099415 | 1788172 | 398057 | PR P811628 (PRMY) | 0
09099416 | 1788522 | 398055 | PR P811099 (PRMY) | 0
09099417 | 1788809 | 398160 | PR P811098 (PRMY) | 0
09099418 | 1789087 | 398265 | PR P811097 (PRMY) | 0
09099419 | 1789363 | 398383 | PR P811096 (PRMY) | 0
09099420 | 1789593 | 398482 | PR P811095 (PRMY) | 0
09099421 | 1789920 | 398615 | PR P811094 (PRMY) | 0
09099422 | 1790112 | 398752 | PR P811093 (PRMY) | 0
09099423 | 1790329 | 399101 | PR P811092 (PRMY) | 0
09099424 | 1790564 | 399468 | PR P811091 (PRMY) | 0
09099425 | 1790713 | 399697 | PR P811090 (PRMY) | 0
09099426 | 1790866 | 399934 | PR P319404 (PRMY) | 0
09099427 | 1791010 | 399812 | PR P319405 (PRMY) | 0
09099428 | 1791179 | 399669 | PR P319406 (PRMY) | 0
09099429 | 1791477 | 399419 | PR P319407 (PRMY) | 0
09099430 | 1791590 | 399337 | PR P319408 (PRMY) | 0
09099431 | 1792082 | 399312 | PR P813522 (PRMY) | 0
09099432 | 1792046 | 399402 | PR P160144 (PRMY) | 0
09099433 | 1792063 | 399700 | PR P160145 (PRMY) | 0
09099434 | 1792081 | 399927 | PR P160146 (PRMY) | 0
09099435 | 1792198 | 400029 | PR P319411 (PRMY) | 0
09099436 | 1787125 | 398613 | PR P236545 (PRMY) | 0
09099437 | 1785149 | 398093 | PR P12108 (PRMY) | 0
09099438 | 1785292 | 397783 | PR P12107 (PRMY) | 0
09099439 | 1785434 | 397554 | PR P12106 (PRMY) | 0
09099440 | 1785525 | 397511 | PR P12105 (PRMY) | 0
09099441 | 1785842 | 397369 | PR P12104 (JNCT) | 0
09099442 | 1785704 | 397103 | PR P614100 (PRMY) | 0
09099443 | 1785563 | 396838 | PR P614101 (PRMY) | 0
09099444 | 1785422 | 396572 | PR P614102 (PRMY) | 0
09099445 | 1785279 | 396305 | PR P614103 (PRMY) | 0
09099446 | 1785136 | 396036 | PR P614104 (PRMY) | 0
09099447 | 1785036 | 395856 | PR P717694 (PRMY) | 0
09099448 | 1784885 | 395716 | PR P614105 (JNCT) | 0
09099449 | 1785286 | 395508 | PR P614106 (PRMY) | 0
09099450 | 1784701 | 395811 | PR P614107 (PRMY) | 0
09099451 | 1784591 | 395534 | PR P614108 (PRMY) | 0
09099452 | 1784412 | 395503 | PR P614109 (PRMY) | 0
09099453 | 1784188 | 395620 | PR P619462 (JNCT) | 0
09099454 | 1784245 | 395841 | PR P222796 (PRMY) | 0
09099455 | 1783894 | 395549 | PR P619463 (PRMY) | 0
09099456 | 1783694 | 395496 | PR P619571 (JNCT) | 0
09099457 | 1783594 | 395496 | PR P160858 (PRMY) | 0
09099458 | 1783191 | 395496 | PR P160859 (PRMY) | 0
09099459 | 1783636 | 395306 | PR P710562 (PRMY) | 0
09099460 | 1783549 | 395024 | PR P710563 (PRMY) | 0
09099461 | 1783462 | 394735 | PR P710564 (JNCT) | 0
09099462 | 1783384 | 394462 | PR P812981 (PRMY) | 0
09099463 | 1783378 | 394735 | PR P714529 (PRMY) | 0
09099464 | 1783171 | 394736 | PR P714530 (PRMY) | 0
09099465 | 1782979 | 394739 | PR P714531 (PRMY) | 0
09099466 | 1783752 | 395688 | PR P619572 (PRMY) | 0
09099467 | 1783811 | 395884 | PR P619573 (PRMY) | 0
09099468 | 1783868 | 396075 | PR P712925 (PRMY) | 0
09099469 | 1783928 | 396273 | PR P712926 (JNCT) | 0
09099470 | 1783866 | 396225 | PR P712927 (PRMY) | 0
09099471 | 1783558 | 396222 | PR P712928 (PRMY) | 0
09099472 | 1783259 | 396216 | PR P712929 (PRMY) | 0
09099473 | 1783012 | 396219 | PR P712930 (PRMY) | 0
09099474 | 1783984 | 396463 | PR P816108 (PRMY) | 0
09099475 | 1783917 | 396790 | PR P816109 (PRMY) | 0
09099476 | 1786290 | 396842 | PR P615801 (PRMY) | 0
09099477 | 1786337.1063 | 396830.9162 | FU P12103 (DEVC) | 0
09099478 | 1786341 | 396830 | PM 909-7M (DEVC) | 0
09099478A | 1786348.5544 | 396827.3674 | FU P12103 (DOWN) | 0
09099478B | 1786338.2638 | 396837.5175 | PM 909-7M (DOWN) | 0
09099479 | 1786407 | 396807 | PR P317958 (JNCT) | 0
09099480 | 1786595 | 396750 | PR P12102 (PRMY) | 0
09099481 | 1786621 | 396827 | PR P317957 (PRMY) | 0
09099482 | 1786760 | 396924 | PR P510614 (PRMY) | 0
09099483 | 1787100 | 397105 | PR P510615 (PRMY) | 0
09099484 | 1787427 | 397110 | PR P510616 (PRMY) | 0
09099485 | 1785068 | 398387 | PR P815994 (PRMY) | 0
09099486 | 1784775 | 398376 | PR P815993 (PRMY) | 0
09099487 | 1785069 | 398582 | PR P812302 (PRMY) | 0
09099488 | 1784676 | 398565 | PR P812301 (PRMY) | 0
090995 | 1785154 | 399855 | PR Z12112 (PRMY) | 0
090996 | 1785161 | 400274 | SW 909-10 (DEVC) | 0
090996A | 1785161.1666 | 400280.998 | SW 909-10 (DOWN) | 0
090997 | 1785163 | 400358 | SW 909-11 (DEVC) | 0
09099701 | 1785162 | 400659 | PR Z12114 (PRMY) | 0
09099702 | 1785169 | 400874 | PR Z19249 (JNCT) | 0
09099703 | 1785171 | 401182 | PR Z12115 (PRMY) | 0
09099704 | 1785169.6862 | 401370.8602 | TS 216-T2-909 | 0
09099705 | 1785201 | 400898 | FU P519920 (DEVC) | 0
09099705A | 1785204.9992 | 400897.9208 | FU P519920 (DOWN) | 0
09099706 | 1785302 | 400896 | PR P19250 (PRMY) | 0
09099707 | 1785465 | 400896 | PR P19251 (PRMY) | 0
09099708 | 1785906 | 400893 | PR P510000 (JNCT) | 0
09099709 | 1785906 | 400820 | PR P611863 (PRMY) | 0
09099710 | 1785903 | 400514 | PR P611864 (PRMY) | 0
09099711 | 1786254 | 400893 | PR P619457 (PRMY) | 0
09099712 | 1786564 | 400891 | PR P619458 (PRMY) | 0
09099713 | 1786866 | 400889 | PR P619459 (PRMY) | 0
09099714 | 1786970 | 400889 | PR P813331 (JNCT) | 0
09099715 | 1786970 | 400829 | PR P813332 (PRMY) | 0
09099716 | 1786970 | 400473 | PR P813333 (PRMY) | 0
09099717 | 1786970 | 400316 | PR P813334 (PRMY) | 0
09099718 | 1786970 | 400107 | PR P238921 (PRMY) | 0
09099719 | 1786970 | 399736 | PR P238922 (PRMY) | 0
09099720 | 1786969 | 399365 | PR P238923 (PRMY) | 0
09099721 | 1787054 | 399309 | PR P238924 (PRMY) | 0
09099722 | 1787180 | 400888 | PR P619460 (PRMY) | 0
09099723 | 1787209 | 400863 | PR P712261 (PRMY) | 0
09099724 | 1787204 | 400564 | PR P712262 (PRMY) | 0
090997A | 1785157.4268 | 400360.2224 | SW 909-11 (DOWN) | 0
090998 | 1784837 | 400488 | PR H122639 (PRMY) | 0
090999 | 1784326 | 400892 | PR H122640 (PRMY) | 0
103033AN | 1772705.077 | 387050.0739 | TS 909-T1-1030 | 0
103055AN | 1777260.1822 | 386946.0897 | TS 909-T3-1030 | 0

## SAI_Control
VoltageFactor | Frequency | LengthUnits | Phase1 | Phase2 | Phase3 | Product | VoltageInPercent | MYM_YearDesc_B | MYM_YearDesc_1 | MYM_YearDesc_2 | MYM_YearDesc_3 | MYM_YearDesc_4 | MYM_YearDesc_5 | MYM_YearDesc_6 | MYM_YearDesc_7 | MYM_YearDesc_8 | MYM_YearDesc_9 | MYM_YearDesc10
120 | 60 | English | X | Y | Z | SynerGEE Electric 3.8.3.175 | 0 | 2011 | 2012 | 2013 | 2014 | 2015 | 2016 | 2017 | 2018 | 2019 | 2020 | 2021